## Instructions
Instructions | The purpose of this model is to compare the existing local-authority tariff and Municflex starting 1 July 2019 to 30 June 2020
1) Annual TOU profile | Use this worksheet to insert the TOU consumption
There are 2 choices, either use hourly annual value (more accurate) or existing hourly consumption
Select either} | Hourly consumption for a year | From cell C26, provide the actual hourly consumption for the year current peak standard and off peak consumption
| Or monthly peak, standard and off-peak values | Alternatively insert the peak, standard, and off peak consumption from Cell B4. This method will not provide the comparison including the TOU changes
2) Original tariff | This worksheet caculates the amount payable on the current tariff, please select from each dropdown list |  | Note reactive energy is ignored for the purposes of this analysis
| xxxx | Cell C2, insert name
| MEGAFLEX | Cell C3, select orginal tariff from drop down-list
| ≥ 66kV & ≤ 132 kV | Cell C4, select supply voltage from drop-down list
| URBAN | Cell C5, no selection required
| ≤ 300 km | Cell C6, select Transmission Zone
| Key customers | Cell C7, select customer supply size
| No. of PODs linked to an account | Cell C8 insert no. of PODS linked to a single account
| 30000 | C9, insert the utlised capacity
| 29654.4 etc. | From Cell E14, insert chargeable demand for each month in row 14
3) Municflex | This worksheet caculates the amount payable on Municflex | No inputs required on this worksheet
Note chargeable demand may change with the TOU change. Either copy from previous sheet or insert actual data if this is available
4) Comparison | This worksheet provides a comparison between current tariff and Municflex | No inputs required on this worksheet
Note reactive energy is ignored for the purposes of this analysis

## 1) Annual TOU profile
Use annual hourly monthly values | Yes |  | Select "Yes" if hourly information is available. If not, select "No" and then insert summated peak, standard and off-peak consumption from Cell B4
Based on summated billing data - monthly peak, standard and off-peak (where hourly information is not used/available). Using this option will not give the TOU changes impact
Billling summated data | July | August | September | October | November | December | January | February | March | April | May | June | Total
P | 1883518.25 | 1632405.5 | 1465940 | 1641591.75 | 1523993 | 1179835.75 | 1614071.75 | 1434987.25 | 1547487.75 | 1083084.5 | 1306283 | 1405666 | 17718864.5
S | 4603890.5 | 4175055 | 3560058.5 | 3964560.25 | 3879561 | 2977954.5 | 4035156.25 | 3688271.25 | 3637061.5 | 2761712.25 | 3284518 | 3636388.75 | 44204187.75
O | 3720134.75 | 3786498.25 | 3563366.75 | 3372628.25 | 3517966 | 3682712.5 | 3702312 | 3424911 | 3518222.25 | 3327563.5 | 3468160.75 | 3297181.5 | 42381657.5
Total | 10207544 | 9593959 | 8589365 | 8978780 | 8921520 | 7840503 | 9351540 | 8272706 | 8702772 | 7172360 | 8058962 | 8339236 | 104029247
Based on new TOU hourly actuals - using hourly data
Actual data | July | August | September | October | November | December | January | February | March | April | May | June | Total
P | 1871759.5 | 1621683 | 1423186.5 | 1597377.25 | 1482888.5 | 1152742.75 | 1563957.75 | 1414666.75 | 1501633.5 | 1076873.5 | 1277378.5 | 1478953.5 | 17463101
S | 4732087 | 4296990.5 | 3731219.25 | 4109166.5 | 4018940.75 | 3147992.5 | 4205273.75 | 3811379.5 | 3805730.25 | 2911384.75 | 3442111.25 | 3921623.75 | 46133899.75 |  | Proposed TOU periods | [6 empty] | Existing TOU periods
O | 3603697 | 3675285.25 | 3434959.5 | 3272236.5 | 3419690.75 | 3539767.5 | 3582308.5 | 3322123.25 | 3395407.75 | 3184102 | 3339472 | 3252756.25 | 41021806.25 |  | High |  |  | Low |  |  |  | High |  |  | Low
Total | 10207543.5 | 9593958.75 | 8589365.25 | 8978780.25 | 8921520 | 7840502.75 | 9351540 | 8548169.5 | 8702771.5 | 7172360.25 | 8058961.75 | 8653333.5 | 104618807 |  | Weekday | Saturday | Sunday | Weekday | Saturday | Sunday |  | Weekday | Saturday | Sunday | Weekday | Saturday | Sunday
Existing TOU hourly actuals | [13 empty] | 0 | 3 | 3 | 3 | 3 | 3 | 3 | 0 | 3 | 3 | 3 | 3 | 3 | 3 | Seasons |  | Yes
P | 1883518.25 | 1632405.5 | 1465940 | 1641591.75 | 1523993 | 1179835.75 | 1614071.75 | 1434987.25 | 1547487.75 | 1083084.5 | 1306283 | 1479543 | 17792741.5 | 1 | 3 | 3 | 3 | 3 | 3 | 3 | 1 | 3 | 3 | 3 | 3 | 3 | 3 | 1 | B | No
S | 4603932 | 4178672 | 3560058.5 | 3964560.25 | 3879561 | 2977954.5 | 4035156.25 | 3688271.25 | 3637061.5 | 2761712.25 | 3284518 | 3808194.75 | 44379652.25 | 2 | 3 | 3 | 3 | 3 | 3 | 3 | 2 | 3 | 3 | 3 | 3 | 3 | 3 | 2 | B
O | 3720093.25 | 3782881.25 | 3563366.75 | 3372628.25 | 3517966 | 3682712.5 | 3702312 | 3424911 | 3518222.25 | 3327563.5 | 3468160.75 | 3365595.75 | 42446413.25 | 3 | 3 | 3 | 3 | 3 | 3 | 3 | 3 | 3 | 3 | 3 | 3 | 3 | 3 | 3 | B
Total | 10207543.5 | 9593958.75 | 8589365.25 | 8978780.25 | 8921520 | 7840502.75 | 9351540 | 8548169.5 | 8702771.5 | 7172360.25 | 8058961.75 | 8653333.5 | 104618807 | 4 | 3 | 3 | 3 | 3 | 3 | 3 | 4 | 3 | 3 | 3 | 3 | 3 | 3 | 4 | B
[14 empty] | 5 | 3 | 3 | 3 | 3 | 3 | 3 | 5 | 3 | 3 | 3 | 3 | 3 | 3 | 5 | B
[14 empty] | 6 | 1 | 3 | 3 | 2 | 3 | 3 | 6 | 1 | 3 | 3 | 2 | 3 | 3 | 6 | A
| August: Insert hourly consumption |  | 7 | 1 | 2 | 3 | 1 | 2 | 3 | 7 | 1 | 2 | 3 | 1 | 2 | 3 | 7 | A
Day/Month | July: PERIOD; August: kWh; September: PH; October: Season; November: New TOU; December: Existing TOU |  | 8 | 2 | 2 | 3 | 1 | 2 | 3 | 8 | 1 | 2 | 3 | 1 | 2 | 3 | 8 | A
[14 empty] | 9 | 2 | 2 | 3 | 2 | 2 | 3 | 9 | 2 | 2 | 3 | 1 | 2 | 3 | 9 | B
[14 empty] | 10 | 2 | 2 | 3 | 2 | 2 | 3 | 10 | 2 | 2 | 3 | 2 | 2 | 3 | 10 | B | bar: July to December
[14 empty] | 11 | 2 | 2 | 3 | 2 | 2 | 3 | 11 | 2 | 2 | 3 | 2 | 2 | 3 | 11 | B
2019-07-01 | July: 0; August: 8553.25; September: 0; October: A; November: 3; December: 3 |  | 12 | 2 | 3 | 3 | 2 | 3 | 3 | 12 | 2 | 3 | 3 | 2 | 3 | 3 | 12 | B
2019-07-01 | July: 1; August: 8164.25; September: 0; October: A; November: 3; December: 3 |  | 13 | 2 | 3 | 3 | 2 | 3 | 3 | 13 | 2 | 3 | 3 | 2 | 3 | 3
2019-07-01 | July: 2; August: 8028.5; September: 0; October: A; November: 3; December: 3 |  | 14 | 2 | 3 | 3 | 2 | 3 | 3 | 14 | 2 | 3 | 3 | 2 | 3 | 3
2019-07-01 | July: 3; August: 8251; September: 0; October: A; November: 3; December: 3 |  | 15 | 2 | 3 | 3 | 2 | 3 | 3 | 15 | 2 | 3 | 3 | 2 | 3 | 3
2019-07-01 | July: 4; August: 8952; September: 0; October: A; November: 3; December: 3 |  | 16 | 2 | 3 | 3 | 2 | 3 | 3 | 16 | 2 | 3 | 3 | 2 | 3 | 3
2019-07-01 | July: 5; August: 10493; September: 0; October: A; November: 3; December: 3 |  | 17 | 1 | 2 | 2 | 2 | 3 | 3 | 17 | 1 | 3 | 3 | 2 | 3 | 3
2019-07-01 | July: 6; August: 13105.5; September: 0; October: A; November: 1; December: 1 |  | 18 | 1 | 2 | 2 | 1 | 2 | 2 | 18 | 1 | 2 | 3 | 1 | 2 | 3
2019-07-01 | July: 7; August: 15593.75; September: 0; October: A; November: 1; December: 1 |  | 19 | 1 | 3 | 3 | 1 | 2 | 2 | 19 | 2 | 2 | 3 | 1 | 2 | 3
2019-07-01 | July: 8; August: 16886.75; September: 0; October: A; November: 2; December: 1 |  | 20 | 2 | 3 | 3 | 1 | 3 | 3 | 20 | 2 | 3 | 3 | 2 | 3 | 3
2019-07-01 | July: 9; August: 17647.75; September: 0; October: A; November: 2; December: 2 |  | 21 | 2 | 3 | 3 | 2 | 3 | 3 | 21 | 2 | 3 | 3 | 2 | 3 | 3
2019-07-01 | July: 10; August: 17554.75; September: 0; October: A; November: 2; December: 2 |  | 22 | 3 | 3 | 3 | 3 | 3 | 3 | 22 | 3 | 3 | 3 | 3 | 3 | 3
2019-07-01 | July: 11; August: 17410.25; September: 0; October: A; November: 2; December: 2 |  | 23 | 3 | 3 | 3 | 3 | 3 | 3 | 23 | 3 | 3 | 3 | 3 | 3 | 3
2019-07-01 | July: 12; August: 17316.25; September: 0; October: A; November: 2; December: 2
2019-07-01 | July: 13; August: 16692.75; September: 0; October: A; November: 2; December: 2
2019-07-01 | July: 14; August: 16946.75; September: 0; October: A; November: 2; December: 2
2019-07-01 | July: 15; August: 17032.25; September: 0; October: A; November: 2; December: 2
2019-07-01 | July: 16; August: 17130; September: 0; October: A; November: 2; December: 2
2019-07-01 | July: 17; August: 16486.5; September: 0; October: A; November: 1; December: 1
2019-07-01 | July: 18; August: 17654.75; September: 0; October: A; November: 1; December: 1
2019-07-01 | July: 19; August: 16821.5; September: 0; October: A; November: 1; December: 2
2019-07-01 | July: 20; August: 15274.25; September: 0; October: A; November: 2; December: 2
2019-07-01 | July: 21; August: 13566.5; September: 0; October: A; November: 2; December: 2
2019-07-01 | July: 22; August: 11789.75; September: 0; October: A; November: 3; December: 3
2019-07-01 | July: 23; August: 10472.5; September: 0; October: A; November: 3; December: 3
2019-07-02 | July: 0; August: 9665; September: 0; October: A; November: 3; December: 3
2019-07-02 | July: 1; August: 9010.75; September: 0; October: A; November: 3; December: 3
2019-07-02 | July: 2; August: 9075.75; September: 0; October: A; November: 3; December: 3
2019-07-02 | July: 3; August: 9411.5; September: 0; October: A; November: 3; December: 3
2019-07-02 | July: 4; August: 10224.75; September: 0; October: A; November: 3; December: 3
2019-07-02 | July: 5; August: 11634.25; September: 0; October: A; November: 3; December: 3
2019-07-02 | July: 6; August: 13721.75; September: 0; October: A; November: 1; December: 1
2019-07-02 | July: 7; August: 16235; September: 0; October: A; November: 1; December: 1
2019-07-02 | July: 8; August: 17584.25; September: 0; October: A; November: 2; December: 1
2019-07-02 | July: 9; August: 18586.5; September: 0; October: A; November: 2; December: 2
2019-07-02 | July: 10; August: 18753.25; September: 0; October: A; November: 2; December: 2
2019-07-02 | July: 11; August: 18799.25; September: 0; October: A; November: 2; December: 2
2019-07-02 | July: 12; August: 18743.5; September: 0; October: A; November: 2; December: 2
2019-07-02 | July: 13; August: 18180.75; September: 0; October: A; November: 2; December: 2
2019-07-02 | July: 14; August: 18186.25; September: 0; October: A; November: 2; December: 2
2019-07-02 | July: 15; August: 18112; September: 0; October: A; November: 2; December: 2
2019-07-02 | July: 16; August: 18279.75; September: 0; October: A; November: 2; December: 2
2019-07-02 | July: 17; August: 18045.25; September: 0; October: A; November: 1; December: 1
2019-07-02 | July: 18; August: 18675.25; September: 0; October: A; November: 1; December: 1
2019-07-02 | July: 19; August: 17474; September: 0; October: A; November: 1; December: 2
2019-07-02 | July: 20; August: 15687.25; September: 0; October: A; November: 2; December: 2
2019-07-02 | July: 21; August: 13655; September: 0; October: A; November: 2; December: 2
2019-07-02 | July: 22; August: 11999.5; September: 0; October: A; November: 3; December: 3
2019-07-02 | July: 23; August: 10693.5; September: 0; October: A; November: 3; December: 3
2019-07-03 | July: 0; August: 9973.25; September: 0; October: A; November: 3; December: 3
2019-07-03 | July: 1; August: 9194; September: 0; October: A; November: 3; December: 3
2019-07-03 | July: 2; August: 9097.25; September: 0; October: A; November: 3; December: 3
2019-07-03 | July: 3; August: 9313.75; September: 0; October: A; November: 3; December: 3
2019-07-03 | July: 4; August: 10015.5; September: 0; October: A; November: 3; December: 3
2019-07-03 | July: 5; August: 11636.25; September: 0; October: A; November: 3; December: 3
2019-07-03 | July: 6; August: 13639.25; September: 0; October: A; November: 1; December: 1
2019-07-03 | July: 7; August: 16224.25; September: 0; October: A; November: 1; December: 1
2019-07-03 | July: 8; August: 18019.75; September: 0; October: A; November: 2; December: 1
2019-07-03 | July: 9; August: 18736; September: 0; October: A; November: 2; December: 2
2019-07-03 | July: 10; August: 18367.75; September: 0; October: A; November: 2; December: 2
2019-07-03 | July: 11; August: 18451; September: 0; October: A; November: 2; December: 2
2019-07-03 | July: 12; August: 18267.75; September: 0; October: A; November: 2; December: 2
2019-07-03 | July: 13; August: 17582; September: 0; October: A; November: 2; December: 2
2019-07-03 | July: 14; August: 17833.25; September: 0; October: A; November: 2; December: 2
2019-07-03 | July: 15; August: 17356.5; September: 0; October: A; November: 2; December: 2
2019-07-03 | July: 16; August: 17305.25; September: 0; October: A; November: 2; December: 2
2019-07-03 | July: 17; August: 17161; September: 0; October: A; November: 1; December: 1
2019-07-03 | July: 18; August: 17743.75; September: 0; October: A; November: 1; December: 1
2019-07-03 | July: 19; August: 17008.75; September: 0; October: A; November: 1; December: 2
2019-07-03 | July: 20; August: 15340.25; September: 0; October: A; November: 2; December: 2
2019-07-03 | July: 21; August: 13603; September: 0; October: A; November: 2; December: 2
2019-07-03 | July: 22; August: 11855.75; September: 0; October: A; November: 3; December: 3
2019-07-03 | July: 23; August: 10689.25; September: 0; October: A; November: 3; December: 3
2019-07-04 | July: 0; August: 9980.75; September: 0; October: A; November: 3; December: 3
2019-07-04 | July: 1; August: 9272; September: 0; October: A; November: 3; December: 3
2019-07-04 | July: 2; August: 9328.75; September: 0; October: A; November: 3; December: 3
2019-07-04 | July: 3; August: 9401.5; September: 0; October: A; November: 3; December: 3
2019-07-04 | July: 4; August: 10032.75; September: 0; October: A; November: 3; December: 3
2019-07-04 | July: 5; August: 11655.5; September: 0; October: A; November: 3; December: 3
2019-07-04 | July: 6; August: 13585.75; September: 0; October: A; November: 1; December: 1
2019-07-04 | July: 7; August: 16138.25; September: 0; October: A; November: 1; December: 1
2019-07-04 | July: 8; August: 17693.75; September: 0; October: A; November: 2; December: 1
2019-07-04 | July: 9; August: 18329.5; September: 0; October: A; November: 2; December: 2
2019-07-04 | July: 10; August: 17831; September: 0; October: A; November: 2; December: 2
2019-07-04 | July: 11; August: 17719; September: 0; October: A; November: 2; December: 2
2019-07-04 | July: 12; August: 17476; September: 0; October: A; November: 2; December: 2
2019-07-04 | July: 13; August: 16697.25; September: 0; October: A; November: 2; December: 2
2019-07-04 | July: 14; August: 16734.75; September: 0; October: A; November: 2; December: 2
2019-07-04 | July: 15; August: 16848.5; September: 0; October: A; November: 2; December: 2
2019-07-04 | July: 16; August: 16635.25; September: 0; October: A; November: 2; December: 2
2019-07-04 | July: 17; August: 16400; September: 0; October: A; November: 1; December: 1
2019-07-04 | July: 18; August: 17408.25; September: 0; October: A; November: 1; December: 1
2019-07-04 | July: 19; August: 16461.5; September: 0; October: A; November: 1; December: 2
2019-07-04 | July: 20; August: 14909.5; September: 0; October: A; November: 2; December: 2
2019-07-04 | July: 21; August: 13400; September: 0; October: A; November: 2; December: 2
2019-07-04 | July: 22; August: 11796; September: 0; October: A; November: 3; December: 3
2019-07-04 | July: 23; August: 10589.25; September: 0; October: A; November: 3; December: 3
2019-07-05 | July: 0; August: 10067.75; September: 0; October: A; November: 3; December: 3
2019-07-05 | July: 1; August: 9111; September: 0; October: A; November: 3; December: 3
2019-07-05 | July: 2; August: 8988.25; September: 0; October: A; November: 3; December: 3
2019-07-05 | July: 3; August: 9264.25; September: 0; October: A; November: 3; December: 3
2019-07-05 | July: 4; August: 9892; September: 0; October: A; November: 3; December: 3
2019-07-05 | July: 5; August: 11428.5; September: 0; October: A; November: 3; December: 3
2019-07-05 | July: 6; August: 13535.5; September: 0; October: A; November: 1; December: 1
2019-07-05 | July: 7; August: 16131; September: 0; October: A; November: 1; December: 1
2019-07-05 | July: 8; August: 17475.5; September: 0; October: A; November: 2; December: 1
2019-07-05 | July: 9; August: 18022.25; September: 0; October: A; November: 2; December: 2
2019-07-05 | July: 10; August: 17554.75; September: 0; October: A; November: 2; December: 2
2019-07-05 | July: 11; August: 17299.5; September: 0; October: A; November: 2; December: 2
2019-07-05 | July: 12; August: 16632.25; September: 0; October: A; November: 2; December: 2
2019-07-05 | July: 13; August: 15686; September: 0; October: A; November: 2; December: 2
2019-07-05 | July: 14; August: 15324.75; September: 0; October: A; November: 2; December: 2
2019-07-05 | July: 15; August: 14979.5; September: 0; October: A; November: 2; December: 2
2019-07-05 | July: 16; August: 14863; September: 0; October: A; November: 2; December: 2
2019-07-05 | July: 17; August: 15186.75; September: 0; October: A; November: 1; December: 1
2019-07-05 | July: 18; August: 16095.25; September: 0; October: A; November: 1; December: 1
2019-07-05 | July: 19; August: 15503; September: 0; October: A; November: 1; December: 2
2019-07-05 | July: 20; August: 14076.5; September: 0; October: A; November: 2; December: 2
2019-07-05 | July: 21; August: 12843.25; September: 0; October: A; November: 2; December: 2
2019-07-05 | July: 22; August: 11765.75; September: 0; October: A; November: 3; December: 3
2019-07-05 | July: 23; August: 10703.5; September: 0; October: A; November: 3; December: 3
2019-07-06 | July: 0; August: 9934; September: 0; October: A; November: 3; December: 3
2019-07-06 | July: 1; August: 8927; September: 0; October: A; November: 3; December: 3
2019-07-06 | July: 2; August: 8910.25; September: 0; October: A; November: 3; December: 3
2019-07-06 | July: 3; August: 8982; September: 0; October: A; November: 3; December: 3
2019-07-06 | July: 4; August: 9158; September: 0; October: A; November: 3; December: 3
2019-07-06 | July: 5; August: 9817.25; September: 0; October: A; November: 3; December: 3
2019-07-06 | July: 6; August: 10479; September: 0; October: A; November: 3; December: 3
2019-07-06 | July: 7; August: 12006.5; September: 0; October: A; November: 2; December: 2
2019-07-06 | July: 8; August: 14122.75; September: 0; October: A; November: 2; December: 2
2019-07-06 | July: 9; August: 15640.75; September: 0; October: A; November: 2; December: 2
2019-07-06 | July: 10; August: 16034; September: 0; October: A; November: 2; December: 2
2019-07-06 | July: 11; August: 16155.75; September: 0; October: A; November: 2; December: 2
2019-07-06 | July: 12; August: 15508.25; September: 0; October: A; November: 3; December: 3
2019-07-06 | July: 13; August: 14787.5; September: 0; October: A; November: 3; December: 3
2019-07-06 | July: 14; August: 14595.5; September: 0; October: A; November: 3; December: 3
2019-07-06 | July: 15; August: 14480; September: 0; October: A; November: 3; December: 3
2019-07-06 | July: 16; August: 14809.25; September: 0; October: A; November: 3; December: 3
2019-07-06 | July: 17; August: 15342.5; September: 0; October: A; November: 2; December: 3
2019-07-06 | July: 18; August: 15833.25; September: 0; October: A; November: 2; December: 2
2019-07-06 | July: 19; August: 14423.25; September: 0; October: A; November: 3; December: 2
2019-07-06 | July: 20; August: 13290.25; September: 0; October: A; November: 3; December: 3
2019-07-06 | July: 21; August: 12252.25; September: 0; October: A; November: 3; December: 3
2019-07-06 | July: 22; August: 10992.75; September: 0; October: A; November: 3; December: 3
2019-07-06 | July: 23; August: 9868.5; September: 0; October: A; November: 3; December: 3
2019-07-07 | July: 0; August: 8954.5; September: 0; October: A; November: 3; December: 3
2019-07-07 | July: 1; August: 8533.25; September: 0; October: A; November: 3; December: 3
2019-07-07 | July: 2; August: 8264.75; September: 0; October: A; November: 3; December: 3
2019-07-07 | July: 3; August: 8362; September: 0; October: A; November: 3; December: 3
2019-07-07 | July: 4; August: 8549; September: 0; October: A; November: 3; December: 3
2019-07-07 | July: 5; August: 8803; September: 0; October: A; November: 3; December: 3
2019-07-07 | July: 6; August: 9537.75; September: 0; October: A; November: 3; December: 3
2019-07-07 | July: 7; August: 10627.5; September: 0; October: A; November: 3; December: 3
2019-07-07 | July: 8; August: 11829.5; September: 0; October: A; November: 3; December: 3
2019-07-07 | July: 9; August: 13266.25; September: 0; October: A; November: 3; December: 3
2019-07-07 | July: 10; August: 14064.25; September: 0; October: A; November: 3; December: 3
2019-07-07 | July: 11; August: 14084.75; September: 0; October: A; November: 3; December: 3
2019-07-07 | July: 12; August: 13875; September: 0; October: A; November: 3; December: 3
2019-07-07 | July: 13; August: 13442.25; September: 0; October: A; November: 3; December: 3
2019-07-07 | July: 14; August: 12716.5; September: 0; October: A; November: 3; December: 3
2019-07-07 | July: 15; August: 12460; September: 0; October: A; November: 3; December: 3
2019-07-07 | July: 16; August: 12869.25; September: 0; October: A; November: 3; December: 3
2019-07-07 | July: 17; August: 13946; September: 0; October: A; November: 2; December: 3
2019-07-07 | July: 18; August: 15184.25; September: 0; October: A; November: 2; December: 3
2019-07-07 | July: 19; August: 14669.5; September: 0; October: A; November: 3; December: 3
2019-07-07 | July: 20; August: 13445.5; September: 0; October: A; November: 3; December: 3
2019-07-07 | July: 21; August: 11978.5; September: 0; October: A; November: 3; December: 3
2019-07-07 | July: 22; August: 10460.75; September: 0; October: A; November: 3; December: 3
2019-07-07 | July: 23; August: 9154.25; September: 0; October: A; November: 3; December: 3
2019-07-08 | July: 0; August: 8523.75; September: 0; October: A; November: 3; December: 3
2019-07-08 | July: 1; August: 8172.5; September: 0; October: A; November: 3; December: 3
2019-07-08 | July: 2; August: 8131.5; September: 0; October: A; November: 3; December: 3
2019-07-08 | July: 3; August: 8475.5; September: 0; October: A; November: 3; December: 3
2019-07-08 | July: 4; August: 9253.5; September: 0; October: A; November: 3; December: 3
2019-07-08 | July: 5; August: 10727.75; September: 0; October: A; November: 3; December: 3
2019-07-08 | July: 6; August: 13253.25; September: 0; October: A; November: 1; December: 1
2019-07-08 | July: 7; August: 15782.25; September: 0; October: A; November: 1; December: 1
2019-07-08 | July: 8; August: 16942.25; September: 0; October: A; November: 2; December: 1
2019-07-08 | July: 9; August: 18078.5; September: 0; October: A; November: 2; December: 2
2019-07-08 | July: 10; August: 18130.25; September: 0; October: A; November: 2; December: 2
2019-07-08 | July: 11; August: 18353; September: 0; October: A; November: 2; December: 2
2019-07-08 | July: 12; August: 18111; September: 0; October: A; November: 2; December: 2
2019-07-08 | July: 13; August: 17652; September: 0; October: A; November: 2; December: 2
2019-07-08 | July: 14; August: 17445.75; September: 0; October: A; November: 2; December: 2
2019-07-08 | July: 15; August: 17275; September: 0; October: A; November: 2; December: 2
2019-07-08 | July: 16; August: 17137.5; September: 0; October: A; November: 2; December: 2
2019-07-08 | July: 17; August: 16937.5; September: 0; October: A; November: 1; December: 1
2019-07-08 | July: 18; August: 18220.25; September: 0; October: A; November: 1; December: 1
2019-07-08 | July: 19; August: 17239.75; September: 0; October: A; November: 1; December: 2
2019-07-08 | July: 20; August: 15504.75; September: 0; October: A; November: 2; December: 2
2019-07-08 | July: 21; August: 13388.5; September: 0; October: A; November: 2; December: 2
2019-07-08 | July: 22; August: 11411.75; September: 0; October: A; November: 3; December: 3
2019-07-08 | July: 23; August: 10189; September: 0; October: A; November: 3; December: 3
2019-07-09 | July: 0; August: 9475.5; September: 0; October: A; November: 3; December: 3
2019-07-09 | July: 1; August: 8986.75; September: 0; October: A; November: 3; December: 3
2019-07-09 | July: 2; August: 9112.5; September: 0; October: A; November: 3; December: 3
2019-07-09 | July: 3; August: 9158.5; September: 0; October: A; November: 3; December: 3
2019-07-09 | July: 4; August: 9925.25; September: 0; October: A; November: 3; December: 3
2019-07-09 | July: 5; August: 12263.25; September: 0; October: A; November: 3; December: 3
2019-07-09 | July: 6; August: 14691.5; September: 0; October: A; November: 1; December: 1
2019-07-09 | July: 7; August: 16034.75; September: 0; October: A; November: 1; December: 1
2019-07-09 | July: 8; August: 17167.25; September: 0; October: A; November: 2; December: 1
2019-07-09 | July: 9; August: 17608.5; September: 0; October: A; November: 2; December: 2
2019-07-09 | July: 10; August: 17125.25; September: 0; October: A; November: 2; December: 2
2019-07-09 | July: 11; August: 16859.75; September: 0; October: A; November: 2; December: 2
2019-07-09 | July: 12; August: 16330.5; September: 0; October: A; November: 2; December: 2
2019-07-09 | July: 13; August: 15568.5; September: 0; October: A; November: 2; December: 2
2019-07-09 | July: 14; August: 15785; September: 0; October: A; November: 2; December: 2
2019-07-09 | July: 15; August: 15584.5; September: 0; October: A; November: 2; December: 2
2019-07-09 | July: 16; August: 15719.25; September: 0; October: A; November: 2; December: 2
2019-07-09 | July: 17; August: 15719.5; September: 0; October: A; November: 1; December: 1
2019-07-09 | July: 18; August: 17463; September: 0; October: A; November: 1; December: 1
2019-07-09 | July: 19; August: 16770.75; September: 0; October: A; November: 1; December: 2
2019-07-09 | July: 20; August: 15055; September: 0; October: A; November: 2; December: 2
2019-07-09 | July: 21; August: 13284.25; September: 0; October: A; November: 2; December: 2
2019-07-09 | July: 22; August: 11333.25; September: 0; October: A; November: 3; December: 3
2019-07-09 | July: 23; August: 10059.25; September: 0; October: A; November: 3; December: 3
2019-07-10 | July: 0; August: 9201.25; September: 0; October: A; November: 3; December: 3
2019-07-10 | July: 1; August: 8753; September: 0; October: A; November: 3; December: 3
2019-07-10 | July: 2; August: 8841; September: 0; October: A; November: 3; December: 3
2019-07-10 | July: 3; August: 9329.75; September: 0; October: A; November: 3; December: 3
2019-07-10 | July: 4; August: 9778.75; September: 0; October: A; November: 3; December: 3
2019-07-10 | July: 5; August: 11781.25; September: 0; October: A; November: 3; December: 3
2019-07-10 | July: 6; August: 14366; September: 0; October: A; November: 1; December: 1
2019-07-10 | July: 7; August: 15797; September: 0; October: A; November: 1; December: 1
2019-07-10 | July: 8; August: 16760.75; September: 0; October: A; November: 2; December: 1
2019-07-10 | July: 9; August: 17333.75; September: 0; October: A; November: 2; December: 2
2019-07-10 | July: 10; August: 16747; September: 0; October: A; November: 2; December: 2
2019-07-10 | July: 11; August: 16485.75; September: 0; October: A; November: 2; December: 2
2019-07-10 | July: 12; August: 16472.5; September: 0; October: A; November: 2; December: 2
2019-07-10 | July: 13; August: 15613.75; September: 0; October: A; November: 2; December: 2
2019-07-10 | July: 14; August: 15856.5; September: 0; October: A; November: 2; December: 2
2019-07-10 | July: 15; August: 15760.25; September: 0; October: A; November: 2; December: 2
2019-07-10 | July: 16; August: 15889.25; September: 0; October: A; November: 2; December: 2
2019-07-10 | July: 17; August: 15841.75; September: 0; October: A; November: 1; December: 1
2019-07-10 | July: 18; August: 17335.75; September: 0; October: A; November: 1; December: 1
2019-07-10 | July: 19; August: 16637; September: 0; October: A; November: 1; December: 2
2019-07-10 | July: 20; August: 15017.25; September: 0; October: A; November: 2; December: 2
2019-07-10 | July: 21; August: 13311.5; September: 0; October: A; November: 2; December: 2
2019-07-10 | July: 22; August: 11691.25; September: 0; October: A; November: 3; December: 3
2019-07-10 | July: 23; August: 10376.25; September: 0; October: A; November: 3; December: 3
2019-07-11 | July: 0; August: 9575.5; September: 0; October: A; November: 3; December: 3
2019-07-11 | July: 1; August: 8997.25; September: 0; October: A; November: 3; December: 3
2019-07-11 | July: 2; August: 9156.25; September: 0; October: A; November: 3; December: 3
2019-07-11 | July: 3; August: 9336.25; September: 0; October: A; November: 3; December: 3
2019-07-11 | July: 4; August: 10250.5; September: 0; October: A; November: 3; December: 3
2019-07-11 | July: 5; August: 12074.25; September: 0; October: A; November: 3; December: 3
2019-07-11 | July: 6; August: 14568.25; September: 0; October: A; November: 1; December: 1
2019-07-11 | July: 7; August: 16013.5; September: 0; October: A; November: 1; December: 1
2019-07-11 | July: 8; August: 17171.5; September: 0; October: A; November: 2; December: 1
2019-07-11 | July: 9; August: 17898; September: 0; October: A; November: 2; December: 2
2019-07-11 | July: 10; August: 16935.5; September: 0; October: A; November: 2; December: 2
2019-07-11 | July: 11; August: 16823.5; September: 0; October: A; November: 2; December: 2
2019-07-11 | July: 12; August: 16760.25; September: 0; October: A; November: 2; December: 2
2019-07-11 | July: 13; August: 15966.75; September: 0; October: A; November: 2; December: 2
2019-07-11 | July: 14; August: 16234.5; September: 0; October: A; November: 2; December: 2
2019-07-11 | July: 15; August: 16382; September: 0; October: A; November: 2; December: 2
2019-07-11 | July: 16; August: 16180.25; September: 0; October: A; November: 2; December: 2
2019-07-11 | July: 17; August: 15900.25; September: 0; October: A; November: 1; December: 1
2019-07-11 | July: 18; August: 17495.75; September: 0; October: A; November: 1; December: 1
2019-07-11 | July: 19; August: 16570.5; September: 0; October: A; November: 1; December: 2
2019-07-11 | July: 20; August: 14980; September: 0; October: A; November: 2; December: 2
2019-07-11 | July: 21; August: 13188.75; September: 0; October: A; November: 2; December: 2
2019-07-11 | July: 22; August: 11621.5; September: 0; October: A; November: 3; December: 3
2019-07-11 | July: 23; August: 10417.25; September: 0; October: A; November: 3; December: 3
2019-07-12 | July: 0; August: 9736; September: 0; October: A; November: 3; December: 3
2019-07-12 | July: 1; August: 9116.25; September: 0; October: A; November: 3; December: 3
2019-07-12 | July: 2; August: 9325.25; September: 0; October: A; November: 3; December: 3
2019-07-12 | July: 3; August: 9490.25; September: 0; October: A; November: 3; December: 3
2019-07-12 | July: 4; August: 10316; September: 0; October: A; November: 3; December: 3
2019-07-12 | July: 5; August: 12158.25; September: 0; October: A; November: 3; December: 3
2019-07-12 | July: 6; August: 14709; September: 0; October: A; November: 1; December: 1
2019-07-12 | July: 7; August: 16151.75; September: 0; October: A; November: 1; December: 1
2019-07-12 | July: 8; August: 17098; September: 0; October: A; November: 2; December: 1
2019-07-12 | July: 9; August: 17463.25; September: 0; October: A; November: 2; December: 2
2019-07-12 | July: 10; August: 16902.25; September: 0; October: A; November: 2; December: 2
2019-07-12 | July: 11; August: 16744.5; September: 0; October: A; November: 2; December: 2
2019-07-12 | July: 12; August: 15972.5; September: 0; October: A; November: 2; December: 2
2019-07-12 | July: 13; August: 14888.5; September: 0; October: A; November: 2; December: 2
2019-07-12 | July: 14; August: 14619; September: 0; October: A; November: 2; December: 2
2019-07-12 | July: 15; August: 14328; September: 0; October: A; November: 2; December: 2
2019-07-12 | July: 16; August: 14255.25; September: 0; October: A; November: 2; December: 2
2019-07-12 | July: 17; August: 14483.5; September: 0; October: A; November: 1; December: 1
2019-07-12 | July: 18; August: 15464; September: 0; October: A; November: 1; December: 1
2019-07-12 | July: 19; August: 14748.25; September: 0; October: A; November: 1; December: 2
2019-07-12 | July: 20; August: 13154; September: 0; October: A; November: 2; December: 2
2019-07-12 | July: 21; August: 12069; September: 0; October: A; November: 2; December: 2
2019-07-12 | July: 22; August: 10953.75; September: 0; October: A; November: 3; December: 3
2019-07-12 | July: 23; August: 9879.25; September: 0; October: A; November: 3; December: 3
2019-07-13 | July: 0; August: 9195.75; September: 0; October: A; November: 3; December: 3
2019-07-13 | July: 1; August: 8747.75; September: 0; October: A; November: 3; December: 3
2019-07-13 | July: 2; August: 8582; September: 0; October: A; November: 3; December: 3
2019-07-13 | July: 3; August: 8686.75; September: 0; October: A; November: 3; December: 3
2019-07-13 | July: 4; August: 8964.5; September: 0; October: A; November: 3; December: 3
2019-07-13 | July: 5; August: 9534; September: 0; October: A; November: 3; December: 3
2019-07-13 | July: 6; August: 10473; September: 0; October: A; November: 3; December: 3
2019-07-13 | July: 7; August: 12044; September: 0; October: A; November: 2; December: 2
2019-07-13 | July: 8; August: 13757.5; September: 0; October: A; November: 2; December: 2
2019-07-13 | July: 9; August: 14793; September: 0; October: A; November: 2; December: 2
2019-07-13 | July: 10; August: 14852.5; September: 0; October: A; November: 2; December: 2
2019-07-13 | July: 11; August: 14621.5; September: 0; October: A; November: 2; December: 2
2019-07-13 | July: 12; August: 14112.5; September: 0; October: A; November: 3; December: 3
2019-07-13 | July: 13; August: 13078.75; September: 0; October: A; November: 3; December: 3
2019-07-13 | July: 14; August: 12743.5; September: 0; October: A; November: 3; December: 3
2019-07-13 | July: 15; August: 12442.25; September: 0; October: A; November: 3; December: 3
2019-07-13 | July: 16; August: 12811.25; September: 0; October: A; November: 3; December: 3
2019-07-13 | July: 17; August: 13602.25; September: 0; October: A; November: 2; December: 3
2019-07-13 | July: 18; August: 14544.25; September: 0; October: A; November: 2; December: 2
2019-07-13 | July: 19; August: 13628.75; September: 0; October: A; November: 3; December: 2
2019-07-13 | July: 20; August: 12508; September: 0; October: A; November: 3; December: 3
2019-07-13 | July: 21; August: 11508.25; September: 0; October: A; November: 3; December: 3
2019-07-13 | July: 22; August: 10465.25; September: 0; October: A; November: 3; December: 3
2019-07-13 | July: 23; August: 9481.75; September: 0; October: A; November: 3; December: 3
2019-07-14 | July: 0; August: 8728; September: 0; October: A; November: 3; December: 3
2019-07-14 | July: 1; August: 8210.75; September: 0; October: A; November: 3; December: 3
2019-07-14 | July: 2; August: 7983.25; September: 0; October: A; November: 3; December: 3
2019-07-14 | July: 3; August: 8238.75; September: 0; October: A; November: 3; December: 3
2019-07-14 | July: 4; August: 8401.5; September: 0; October: A; November: 3; December: 3
2019-07-14 | July: 5; August: 8688.75; September: 0; October: A; November: 3; December: 3
2019-07-14 | July: 6; August: 9371.5; September: 0; October: A; November: 3; December: 3
2019-07-14 | July: 7; August: 10760.75; September: 0; October: A; November: 3; December: 3
2019-07-14 | July: 8; August: 12116.5; September: 0; October: A; November: 3; December: 3
2019-07-14 | July: 9; August: 13099.5; September: 0; October: A; November: 3; December: 3
2019-07-14 | July: 10; August: 13510.75; September: 0; October: A; November: 3; December: 3
2019-07-14 | July: 11; August: 13630.25; September: 0; October: A; November: 3; December: 3
2019-07-14 | July: 12; August: 13342.75; September: 0; October: A; November: 3; December: 3
2019-07-14 | July: 13; August: 13145; September: 0; October: A; November: 3; December: 3
2019-07-14 | July: 14; August: 12646; September: 0; October: A; November: 3; December: 3
2019-07-14 | July: 15; August: 12318.5; September: 0; October: A; November: 3; December: 3
2019-07-14 | July: 16; August: 12781.5; September: 0; October: A; November: 3; December: 3
2019-07-14 | July: 17; August: 13561.5; September: 0; October: A; November: 2; December: 3
2019-07-14 | July: 18; August: 15296; September: 0; October: A; November: 2; December: 3
2019-07-14 | July: 19; August: 14835.5; September: 0; October: A; November: 3; December: 3
2019-07-14 | July: 20; August: 13410.25; September: 0; October: A; November: 3; December: 3
2019-07-14 | July: 21; August: 11921.5; September: 0; October: A; November: 3; December: 3
2019-07-14 | July: 22; August: 10231.25; September: 0; October: A; November: 3; December: 3
2019-07-14 | July: 23; August: 8944.25; September: 0; October: A; November: 3; December: 3
2019-07-15 | July: 0; August: 8462.25; September: 0; October: A; November: 3; December: 3
2019-07-15 | July: 1; August: 7951.75; September: 0; October: A; November: 3; December: 3
2019-07-15 | July: 2; August: 7994; September: 0; October: A; November: 3; December: 3
2019-07-15 | July: 3; August: 8334.5; September: 0; October: A; November: 3; December: 3
2019-07-15 | July: 4; August: 9222.5; September: 0; October: A; November: 3; December: 3
2019-07-15 | July: 5; August: 11143.75; September: 0; October: A; November: 3; December: 3
2019-07-15 | July: 6; August: 14234.75; September: 0; October: A; November: 1; December: 1
2019-07-15 | July: 7; August: 15814.5; September: 0; October: A; November: 1; December: 1
2019-07-15 | July: 8; August: 16777.75; September: 0; October: A; November: 2; December: 1
2019-07-15 | July: 9; August: 17664.25; September: 0; October: A; November: 2; December: 2
2019-07-15 | July: 10; August: 17391; September: 0; October: A; November: 2; December: 2
2019-07-15 | July: 11; August: 17026; September: 0; October: A; November: 2; December: 2
2019-07-15 | July: 12; August: 16699.25; September: 0; October: A; November: 2; December: 2
2019-07-15 | July: 13; August: 15673; September: 0; October: A; November: 2; December: 2
2019-07-15 | July: 14; August: 15816.5; September: 0; October: A; November: 2; December: 2
2019-07-15 | July: 15; August: 15927.25; September: 0; October: A; November: 2; December: 2
2019-07-15 | July: 16; August: 15970.5; September: 0; October: A; November: 2; December: 2
2019-07-15 | July: 17; August: 15720; September: 0; October: A; November: 1; December: 1
2019-07-15 | July: 18; August: 17463; September: 0; October: A; November: 1; December: 1
2019-07-15 | July: 19; August: 16578.25; September: 0; October: A; November: 1; December: 2
2019-07-15 | July: 20; August: 14983; September: 0; October: A; November: 2; December: 2
2019-07-15 | July: 21; August: 13026.5; September: 0; October: A; November: 2; December: 2
2019-07-15 | July: 22; August: 11114.5; September: 0; October: A; November: 3; December: 3
2019-07-15 | July: 23; August: 10058.75; September: 0; October: A; November: 3; December: 3
2019-07-16 | July: 0; August: 9442.75; September: 0; October: A; November: 3; December: 3
2019-07-16 | July: 1; August: 8881; September: 0; October: A; November: 3; December: 3
2019-07-16 | July: 2; August: 9071; September: 0; October: A; November: 3; December: 3
2019-07-16 | July: 3; August: 9432.25; September: 0; October: A; November: 3; December: 3
2019-07-16 | July: 4; August: 10286.75; September: 0; October: A; November: 3; December: 3
2019-07-16 | July: 5; August: 12291.25; September: 0; October: A; November: 3; December: 3
2019-07-16 | July: 6; August: 14513.25; September: 0; October: A; November: 1; December: 1
2019-07-16 | July: 7; August: 16031.75; September: 0; October: A; November: 1; December: 1
2019-07-16 | July: 8; August: 17540.5; September: 0; October: A; November: 2; December: 1
2019-07-16 | July: 9; August: 17926.5; September: 0; October: A; November: 2; December: 2
2019-07-16 | July: 10; August: 17237.25; September: 0; October: A; November: 2; December: 2
2019-07-16 | July: 11; August: 17340; September: 0; October: A; November: 2; December: 2
2019-07-16 | July: 12; August: 16753.25; September: 0; October: A; November: 2; December: 2
2019-07-16 | July: 13; August: 16130.25; September: 0; October: A; November: 2; December: 2
2019-07-16 | July: 14; August: 16187; September: 0; October: A; November: 2; December: 2
2019-07-16 | July: 15; August: 16125.75; September: 0; October: A; November: 2; December: 2
2019-07-16 | July: 16; August: 16124.25; September: 0; October: A; November: 2; December: 2
2019-07-16 | July: 17; August: 16346.25; September: 0; October: A; November: 1; December: 1
2019-07-16 | July: 18; August: 17897; September: 0; October: A; November: 1; December: 1
2019-07-16 | July: 19; August: 16866.5; September: 0; October: A; November: 1; December: 2
2019-07-16 | July: 20; August: 15319.25; September: 0; October: A; November: 2; December: 2
2019-07-16 | July: 21; August: 13471; September: 0; October: A; November: 2; December: 2
2019-07-16 | July: 22; August: 11547; September: 0; October: A; November: 3; December: 3
2019-07-16 | July: 23; August: 10424.25; September: 0; October: A; November: 3; December: 3
2019-07-17 | July: 0; August: 9775.25; September: 0; October: A; November: 3; December: 3
2019-07-17 | July: 1; August: 9063.5; September: 0; October: A; November: 3; December: 3
2019-07-17 | July: 2; August: 9024.25; September: 0; October: A; November: 3; December: 3
2019-07-17 | July: 3; August: 9249.75; September: 0; October: A; November: 3; December: 3
2019-07-17 | July: 4; August: 9980.5; September: 0; October: A; November: 3; December: 3
2019-07-17 | July: 5; August: 11986.5; September: 0; October: A; November: 3; December: 3
2019-07-17 | July: 6; August: 14635.75; September: 0; October: A; November: 1; December: 1
2019-07-17 | July: 7; August: 16107.25; September: 0; October: A; November: 1; December: 1
2019-07-17 | July: 8; August: 17473.75; September: 0; October: A; November: 2; December: 1
2019-07-17 | July: 9; August: 18085; September: 0; October: A; November: 2; December: 2
2019-07-17 | July: 10; August: 17514.75; September: 0; October: A; November: 2; December: 2
2019-07-17 | July: 11; August: 17446.5; September: 0; October: A; November: 2; December: 2
2019-07-17 | July: 12; August: 17376.75; September: 0; October: A; November: 2; December: 2
2019-07-17 | July: 13; August: 16783; September: 0; October: A; November: 2; December: 2
2019-07-17 | July: 14; August: 17058.75; September: 0; October: A; November: 2; December: 2
2019-07-17 | July: 15; August: 17247.75; September: 0; October: A; November: 2; December: 2
2019-07-17 | July: 16; August: 17461; September: 0; October: A; November: 2; December: 2
2019-07-17 | July: 17; August: 17445.5; September: 0; October: A; November: 1; December: 1
2019-07-17 | July: 18; August: 18090.25; September: 0; October: A; November: 1; December: 1
2019-07-17 | July: 19; August: 17187.75; September: 0; October: A; November: 1; December: 2
2019-07-17 | July: 20; August: 15347.75; September: 0; October: A; November: 2; December: 2
2019-07-17 | July: 21; August: 13442.5; September: 0; October: A; November: 2; December: 2
2019-07-17 | July: 22; August: 11620; September: 0; October: A; November: 3; December: 3
2019-07-17 | July: 23; August: 10275.25; September: 0; October: A; November: 3; December: 3
2019-07-18 | July: 0; August: 9442; September: 0; October: A; November: 3; December: 3
2019-07-18 | July: 1; August: 9041; September: 0; October: A; November: 3; December: 3
2019-07-18 | July: 2; August: 8964.5; September: 0; October: A; November: 3; December: 3
2019-07-18 | July: 3; August: 9370; September: 0; October: A; November: 3; December: 3
2019-07-18 | July: 4; August: 10176.5; September: 0; October: A; November: 3; December: 3
2019-07-18 | July: 5; August: 11964.5; September: 0; October: A; November: 3; December: 3
2019-07-18 | July: 6; August: 14549; September: 0; October: A; November: 1; December: 1
2019-07-18 | July: 7; August: 16182.25; September: 0; October: A; November: 1; December: 1
2019-07-18 | July: 8; August: 17481; September: 0; October: A; November: 2; December: 1
2019-07-18 | July: 9; August: 18106.5; September: 0; October: A; November: 2; December: 2
2019-07-18 | July: 10; August: 18045; September: 0; October: A; November: 2; December: 2
2019-07-18 | July: 11; August: 17952; September: 0; October: A; November: 2; December: 2
2019-07-18 | July: 12; August: 18074.25; September: 0; October: A; November: 2; December: 2
2019-07-18 | July: 13; August: 17445; September: 0; October: A; November: 2; December: 2
2019-07-18 | July: 14; August: 17606; September: 0; October: A; November: 2; December: 2
2019-07-18 | July: 15; August: 17408.75; September: 0; October: A; November: 2; December: 2
2019-07-18 | July: 16; August: 17597.25; September: 0; October: A; November: 2; December: 2
2019-07-18 | July: 17; August: 17498.5; September: 0; October: A; November: 1; December: 1
2019-07-18 | July: 18; August: 18213.75; September: 0; October: A; November: 1; December: 1
2019-07-18 | July: 19; August: 17186.75; September: 0; October: A; November: 1; December: 2
2019-07-18 | July: 20; August: 15349; September: 0; October: A; November: 2; December: 2
2019-07-18 | July: 21; August: 13659.25; September: 0; October: A; November: 2; December: 2
2019-07-18 | July: 22; August: 11558; September: 0; October: A; November: 3; December: 3
2019-07-18 | July: 23; August: 10390.25; September: 0; October: A; November: 3; December: 3
2019-07-19 | July: 0; August: 9714.5; September: 0; October: A; November: 3; December: 3
2019-07-19 | July: 1; August: 9113; September: 0; October: A; November: 3; December: 3
2019-07-19 | July: 2; August: 9203; September: 0; October: A; November: 3; December: 3
2019-07-19 | July: 3; August: 9413.25; September: 0; October: A; November: 3; December: 3
2019-07-19 | July: 4; August: 10290.5; September: 0; October: A; November: 3; December: 3
2019-07-19 | July: 5; August: 12141.25; September: 0; October: A; November: 3; December: 3
2019-07-19 | July: 6; August: 14464.75; September: 0; October: A; November: 1; December: 1
2019-07-19 | July: 7; August: 16078.75; September: 0; October: A; November: 1; December: 1
2019-07-19 | July: 8; August: 17368.75; September: 0; October: A; November: 2; December: 1
2019-07-19 | July: 9; August: 18169.75; September: 0; October: A; November: 2; December: 2
2019-07-19 | July: 10; August: 17832.5; September: 0; October: A; November: 2; December: 2
2019-07-19 | July: 11; August: 17689.75; September: 0; October: A; November: 2; December: 2
2019-07-19 | July: 12; August: 17260.25; September: 0; October: A; November: 2; December: 2
2019-07-19 | July: 13; August: 16284; September: 0; October: A; November: 2; December: 2
2019-07-19 | July: 14; August: 16089; September: 0; October: A; November: 2; December: 2
2019-07-19 | July: 15; August: 15591.75; September: 0; October: A; November: 2; December: 2
2019-07-19 | July: 16; August: 15609.25; September: 0; October: A; November: 2; December: 2
2019-07-19 | July: 17; August: 15861; September: 0; October: A; November: 1; December: 1
2019-07-19 | July: 18; August: 16807.75; September: 0; October: A; November: 1; December: 1
2019-07-19 | July: 19; August: 16098.5; September: 0; October: A; November: 1; December: 2
2019-07-19 | July: 20; August: 14264.5; September: 0; October: A; November: 2; December: 2
2019-07-19 | July: 21; August: 13046; September: 0; October: A; November: 2; December: 2
2019-07-19 | July: 22; August: 11540.5; September: 0; October: A; November: 3; December: 3
2019-07-19 | July: 23; August: 10403.75; September: 0; October: A; November: 3; December: 3
2019-07-20 | July: 0; August: 9570.5; September: 0; October: A; November: 3; December: 3
2019-07-20 | July: 1; August: 9057.75; September: 0; October: A; November: 3; December: 3
2019-07-20 | July: 2; August: 8973.25; September: 0; October: A; November: 3; December: 3
2019-07-20 | July: 3; August: 8922.25; September: 0; October: A; November: 3; December: 3
2019-07-20 | July: 4; August: 9278.5; September: 0; October: A; November: 3; December: 3
2019-07-20 | July: 5; August: 9946.5; September: 0; October: A; November: 3; December: 3
2019-07-20 | July: 6; August: 10672; September: 0; October: A; November: 3; December: 3
2019-07-20 | July: 7; August: 12313.5; September: 0; October: A; November: 2; December: 2
2019-07-20 | July: 8; August: 14533; September: 0; October: A; November: 2; December: 2
2019-07-20 | July: 9; August: 15544.5; September: 0; October: A; November: 2; December: 2
2019-07-20 | July: 10; August: 15565; September: 0; October: A; November: 2; December: 2
2019-07-20 | July: 11; August: 15319.25; September: 0; October: A; November: 2; December: 2
2019-07-20 | July: 12; August: 14368.25; September: 0; October: A; November: 3; December: 3
2019-07-20 | July: 13; August: 13466.5; September: 0; October: A; November: 3; December: 3
2019-07-20 | July: 14; August: 12880; September: 0; October: A; November: 3; December: 3
2019-07-20 | July: 15; August: 12528; September: 0; October: A; November: 3; December: 3
2019-07-20 | July: 16; August: 12838.25; September: 0; October: A; November: 3; December: 3
2019-07-20 | July: 17; August: 13476.75; September: 0; October: A; November: 2; December: 3
2019-07-20 | July: 18; August: 14623.5; September: 0; October: A; November: 2; December: 2
2019-07-20 | July: 19; August: 14038.5; September: 0; October: A; November: 3; December: 2
2019-07-20 | July: 20; August: 12984.75; September: 0; October: A; November: 3; December: 3
2019-07-20 | July: 21; August: 11984.5; September: 0; October: A; November: 3; December: 3
2019-07-20 | July: 22; August: 10832.75; September: 0; October: A; November: 3; December: 3
2019-07-20 | July: 23; August: 9628; September: 0; October: A; November: 3; December: 3
2019-07-21 | July: 0; August: 8767.5; September: 0; October: A; November: 3; December: 3
2019-07-21 | July: 1; August: 8295.75; September: 0; October: A; November: 3; December: 3
2019-07-21 | July: 2; August: 8005.25; September: 0; October: A; November: 3; December: 3
2019-07-21 | July: 3; August: 8134.5; September: 0; October: A; November: 3; December: 3
2019-07-21 | July: 4; August: 8490.75; September: 0; October: A; November: 3; December: 3
2019-07-21 | July: 5; August: 8683.5; September: 0; October: A; November: 3; December: 3
2019-07-21 | July: 6; August: 9480.25; September: 0; October: A; November: 3; December: 3
2019-07-21 | July: 7; August: 10701.5; September: 0; October: A; November: 3; December: 3
2019-07-21 | July: 8; August: 12303.5; September: 0; October: A; November: 3; December: 3
2019-07-21 | July: 9; August: 13364.25; September: 0; October: A; November: 3; December: 3
2019-07-21 | July: 10; August: 13842; September: 0; October: A; November: 3; December: 3
2019-07-21 | July: 11; August: 14005.75; September: 0; October: A; November: 3; December: 3
2019-07-21 | July: 12; August: 13630.25; September: 0; October: A; November: 3; December: 3
2019-07-21 | July: 13; August: 12740.25; September: 0; October: A; November: 3; December: 3
2019-07-21 | July: 14; August: 12038.25; September: 0; October: A; November: 3; December: 3
2019-07-21 | July: 15; August: 11924.5; September: 0; October: A; November: 3; December: 3
2019-07-21 | July: 16; August: 12370.75; September: 0; October: A; November: 3; December: 3
2019-07-21 | July: 17; August: 13253.5; September: 0; October: A; November: 2; December: 3
2019-07-21 | July: 18; August: 15138.5; September: 0; October: A; November: 2; December: 3
2019-07-21 | July: 19; August: 15006; September: 0; October: A; November: 3; December: 3
2019-07-21 | July: 20; August: 13494.75; September: 0; October: A; November: 3; December: 3
2019-07-21 | July: 21; August: 11765.5; September: 0; October: A; November: 3; December: 3
2019-07-21 | July: 22; August: 10069.25; September: 0; October: A; November: 3; December: 3
2019-07-21 | July: 23; August: 8885.5; September: 0; October: A; November: 3; December: 3
2019-07-22 | July: 0; August: 8397; September: 0; October: A; November: 3; December: 3
2019-07-22 | July: 1; August: 8038.25; September: 0; October: A; November: 3; December: 3
2019-07-22 | July: 2; August: 7836; September: 0; October: A; November: 3; December: 3
2019-07-22 | July: 3; August: 8206.75; September: 0; October: A; November: 3; December: 3
2019-07-22 | July: 4; August: 9120; September: 0; October: A; November: 3; December: 3
2019-07-22 | July: 5; August: 11211.25; September: 0; October: A; November: 3; December: 3
2019-07-22 | July: 6; August: 14360.25; September: 0; October: A; November: 1; December: 1
2019-07-22 | July: 7; August: 16026.25; September: 0; October: A; November: 1; December: 1
2019-07-22 | July: 8; August: 17084; September: 0; October: A; November: 2; December: 1
2019-07-22 | July: 9; August: 18043.5; September: 0; October: A; November: 2; December: 2
2019-07-22 | July: 10; August: 18180.75; September: 0; October: A; November: 2; December: 2
2019-07-22 | July: 11; August: 18398.25; September: 0; October: A; November: 2; December: 2
2019-07-22 | July: 12; August: 18080; September: 0; October: A; November: 2; December: 2
2019-07-22 | July: 13; August: 17093; September: 0; October: A; November: 2; December: 2
2019-07-22 | July: 14; August: 17719.75; September: 0; October: A; November: 2; December: 2
2019-07-22 | July: 15; August: 17619.25; September: 0; October: A; November: 2; December: 2
2019-07-22 | July: 16; August: 17902; September: 0; October: A; November: 2; December: 2
2019-07-22 | July: 17; August: 17466; September: 0; October: A; November: 1; December: 1
2019-07-22 | July: 18; August: 18464; September: 0; October: A; November: 1; December: 1
2019-07-22 | July: 19; August: 17684.25; September: 0; October: A; November: 1; December: 2
2019-07-22 | July: 20; August: 15874; September: 0; October: A; November: 2; December: 2
2019-07-22 | July: 21; August: 13741.75; September: 0; October: A; November: 2; December: 2
2019-07-22 | July: 22; August: 11595.5; September: 0; October: A; November: 3; December: 3
2019-07-22 | July: 23; August: 10465; September: 0; October: A; November: 3; December: 3
2019-07-23 | July: 0; August: 9911.5; September: 0; October: A; November: 3; December: 3
2019-07-23 | July: 1; August: 9129.25; September: 0; October: A; November: 3; December: 3
2019-07-23 | July: 2; August: 9170.75; September: 0; October: A; November: 3; December: 3
2019-07-23 | July: 3; August: 9389; September: 0; October: A; November: 3; December: 3
2019-07-23 | July: 4; August: 10099.75; September: 0; October: A; November: 3; December: 3
2019-07-23 | July: 5; August: 12206.75; September: 0; October: A; November: 3; December: 3
2019-07-23 | July: 6; August: 14731; September: 0; October: A; November: 1; December: 1
2019-07-23 | July: 7; August: 16559.25; September: 0; October: A; November: 1; December: 1
2019-07-23 | July: 8; August: 17922.75; September: 0; October: A; November: 2; December: 1
2019-07-23 | July: 9; August: 18428.25; September: 0; October: A; November: 2; December: 2
2019-07-23 | July: 10; August: 18397.75; September: 0; October: A; November: 2; December: 2
2019-07-23 | July: 11; August: 18934.5; September: 0; October: A; November: 2; December: 2
2019-07-23 | July: 12; August: 18676.75; September: 0; October: A; November: 2; December: 2
2019-07-23 | July: 13; August: 18005.5; September: 0; October: A; November: 2; December: 2
2019-07-23 | July: 14; August: 18237.25; September: 0; October: A; November: 2; December: 2
2019-07-23 | July: 15; August: 18079; September: 0; October: A; November: 2; December: 2
2019-07-23 | July: 16; August: 18257.5; September: 0; October: A; November: 2; December: 2
2019-07-23 | July: 17; August: 18120.5; September: 0; October: A; November: 1; December: 1
2019-07-23 | July: 18; August: 19245.5; September: 0; October: A; November: 1; December: 1
2019-07-23 | July: 19; August: 18028.75; September: 0; October: A; November: 1; December: 2
2019-07-23 | July: 20; August: 16084.75; September: 0; October: A; November: 2; December: 2
2019-07-23 | July: 21; August: 13914.75; September: 0; October: A; November: 2; December: 2
2019-07-23 | July: 22; August: 11611; September: 0; October: A; November: 3; December: 3
2019-07-23 | July: 23; August: 10601; September: 0; October: A; November: 3; December: 3
2019-07-24 | July: 0; August: 9690.5; September: 0; October: A; November: 3; December: 3
2019-07-24 | July: 1; August: 9151.25; September: 0; October: A; November: 3; December: 3
2019-07-24 | July: 2; August: 9298.75; September: 0; October: A; November: 3; December: 3
2019-07-24 | July: 3; August: 9611.75; September: 0; October: A; November: 3; December: 3
2019-07-24 | July: 4; August: 10318.5; September: 0; October: A; November: 3; December: 3
2019-07-24 | July: 5; August: 12186.75; September: 0; October: A; November: 3; December: 3
2019-07-24 | July: 6; August: 14882.25; September: 0; October: A; November: 1; December: 1
2019-07-24 | July: 7; August: 16341.5; September: 0; October: A; November: 1; December: 1
2019-07-24 | July: 8; August: 17762.75; September: 0; October: A; November: 2; December: 1
2019-07-24 | July: 9; August: 18223.25; September: 0; October: A; November: 2; December: 2
2019-07-24 | July: 10; August: 17787.25; September: 0; October: A; November: 2; December: 2
2019-07-24 | July: 11; August: 17740.75; September: 0; October: A; November: 2; December: 2
2019-07-24 | July: 12; August: 17395.25; September: 0; October: A; November: 2; December: 2
2019-07-24 | July: 13; August: 16508.75; September: 0; October: A; November: 2; December: 2
2019-07-24 | July: 14; August: 17017.75; September: 0; October: A; November: 2; December: 2
2019-07-24 | July: 15; August: 16837.75; September: 0; October: A; November: 2; December: 2
2019-07-24 | July: 16; August: 17046; September: 0; October: A; November: 2; December: 2
2019-07-24 | July: 17; August: 17310.75; September: 0; October: A; November: 1; December: 1
2019-07-24 | July: 18; August: 18287.5; September: 0; October: A; November: 1; December: 1
2019-07-24 | July: 19; August: 17413.5; September: 0; October: A; November: 1; December: 2
2019-07-24 | July: 20; August: 15619.25; September: 0; October: A; November: 2; December: 2
2019-07-24 | July: 21; August: 13746.25; September: 0; October: A; November: 2; December: 2
2019-07-24 | July: 22; August: 11691; September: 0; October: A; November: 3; December: 3
2019-07-24 | July: 23; August: 10442.5; September: 0; October: A; November: 3; December: 3
2019-07-25 | July: 0; August: 9969.25; September: 0; October: A; November: 3; December: 3
2019-07-25 | July: 1; August: 9099; September: 0; October: A; November: 3; December: 3
2019-07-25 | July: 2; August: 9062; September: 0; October: A; November: 3; December: 3
2019-07-25 | July: 3; August: 9170; September: 0; October: A; November: 3; December: 3
2019-07-25 | July: 4; August: 9911.25; September: 0; October: A; November: 3; December: 3
2019-07-25 | July: 5; August: 12081.25; September: 0; October: A; November: 3; December: 3
2019-07-25 | July: 6; August: 14670.25; September: 0; October: A; November: 1; December: 1
2019-07-25 | July: 7; August: 16350.75; September: 0; October: A; November: 1; December: 1
2019-07-25 | July: 8; August: 17704.75; September: 0; October: A; November: 2; December: 1
2019-07-25 | July: 9; August: 18298.5; September: 0; October: A; November: 2; December: 2
2019-07-25 | July: 10; August: 18016.25; September: 0; October: A; November: 2; December: 2
2019-07-25 | July: 11; August: 17641.75; September: 0; October: A; November: 2; December: 2
2019-07-25 | July: 12; August: 17284.5; September: 0; October: A; November: 2; December: 2
2019-07-25 | July: 13; August: 16496; September: 0; October: A; November: 2; December: 2
2019-07-25 | July: 14; August: 16627.75; September: 0; October: A; November: 2; December: 2
2019-07-25 | July: 15; August: 16869.5; September: 0; October: A; November: 2; December: 2
2019-07-25 | July: 16; August: 17000; September: 0; October: A; November: 2; December: 2
2019-07-25 | July: 17; August: 16891.5; September: 0; October: A; November: 1; December: 1
2019-07-25 | July: 18; August: 17892.5; September: 0; October: A; November: 1; December: 1
2019-07-25 | July: 19; August: 17260; September: 0; October: A; November: 1; December: 2
2019-07-25 | July: 20; August: 15668; September: 0; October: A; November: 2; December: 2
2019-07-25 | July: 21; August: 13773.75; September: 0; October: A; November: 2; December: 2
2019-07-25 | July: 22; August: 11865; September: 0; October: A; November: 3; December: 3
2019-07-25 | July: 23; August: 10551.5; September: 0; October: A; November: 3; December: 3
2019-07-26 | July: 0; August: 9668.25; September: 0; October: A; November: 3; December: 3
2019-07-26 | July: 1; August: 9030.5; September: 0; October: A; November: 3; December: 3
2019-07-26 | July: 2; August: 9274.25; September: 0; October: A; November: 3; December: 3
2019-07-26 | July: 3; August: 9719.75; September: 0; October: A; November: 3; December: 3
2019-07-26 | July: 4; August: 10428.25; September: 0; October: A; November: 3; December: 3
2019-07-26 | July: 5; August: 12164; September: 0; October: A; November: 3; December: 3
2019-07-26 | July: 6; August: 14864.25; September: 0; October: A; November: 1; December: 1
2019-07-26 | July: 7; August: 15741.5; September: 0; October: A; November: 1; December: 1
2019-07-26 | July: 8; August: 17394.75; September: 0; October: A; November: 2; December: 1
2019-07-26 | July: 9; August: 18055.75; September: 0; October: A; November: 2; December: 2
2019-07-26 | July: 10; August: 17213.75; September: 0; October: A; November: 2; December: 2
2019-07-26 | July: 11; August: 16942.25; September: 0; October: A; November: 2; December: 2
2019-07-26 | July: 12; August: 16110.25; September: 0; October: A; November: 2; December: 2
2019-07-26 | July: 13; August: 15111.25; September: 0; October: A; November: 2; December: 2
2019-07-26 | July: 14; August: 14796.75; September: 0; October: A; November: 2; December: 2
2019-07-26 | July: 15; August: 14158; September: 0; October: A; November: 2; December: 2
2019-07-26 | July: 16; August: 14077.5; September: 0; October: A; November: 2; December: 2
2019-07-26 | July: 17; August: 14426.25; September: 0; October: A; November: 1; December: 1
2019-07-26 | July: 18; August: 15406.5; September: 0; October: A; November: 1; December: 1
2019-07-26 | July: 19; August: 15207.75; September: 0; October: A; November: 1; December: 2
2019-07-26 | July: 20; August: 13760.25; September: 0; October: A; November: 2; December: 2
2019-07-26 | July: 21; August: 12520.5; September: 0; October: A; November: 2; December: 2
2019-07-26 | July: 22; August: 11247.75; September: 0; October: A; November: 3; December: 3
2019-07-26 | July: 23; August: 10010.5; September: 0; October: A; November: 3; December: 3
2019-07-27 | July: 0; August: 9280.5; September: 0; October: A; November: 3; December: 3
2019-07-27 | July: 1; August: 8761.5; September: 0; October: A; November: 3; December: 3
2019-07-27 | July: 2; August: 8587.5; September: 0; October: A; November: 3; December: 3
2019-07-27 | July: 3; August: 8809.75; September: 0; October: A; November: 3; December: 3
2019-07-27 | July: 4; August: 9095.5; September: 0; October: A; November: 3; December: 3
2019-07-27 | July: 5; August: 9573.5; September: 0; October: A; November: 3; December: 3
2019-07-27 | July: 6; August: 10591.25; September: 0; October: A; November: 3; December: 3
2019-07-27 | July: 7; August: 12574.75; September: 0; October: A; November: 2; December: 2
2019-07-27 | July: 8; August: 14109.25; September: 0; October: A; November: 2; December: 2
2019-07-27 | July: 9; August: 15065.25; September: 0; October: A; November: 2; December: 2
2019-07-27 | July: 10; August: 15155.5; September: 0; October: A; November: 2; December: 2
2019-07-27 | July: 11; August: 14984.25; September: 0; October: A; November: 2; December: 2
2019-07-27 | July: 12; August: 14534.25; September: 0; October: A; November: 3; December: 3
2019-07-27 | July: 13; August: 13303.25; September: 0; October: A; November: 3; December: 3
2019-07-27 | July: 14; August: 12673.75; September: 0; October: A; November: 3; December: 3
2019-07-27 | July: 15; August: 12485.5; September: 0; October: A; November: 3; December: 3
2019-07-27 | July: 16; August: 12797.25; September: 0; October: A; November: 3; December: 3
2019-07-27 | July: 17; August: 13537; September: 0; October: A; November: 2; December: 3
2019-07-27 | July: 18; August: 14615.5; September: 0; October: A; November: 2; December: 2
2019-07-27 | July: 19; August: 13909.5; September: 0; October: A; November: 3; December: 2
2019-07-27 | July: 20; August: 12658.25; September: 0; October: A; November: 3; December: 3
2019-07-27 | July: 21; August: 11737.5; September: 0; October: A; November: 3; December: 3
2019-07-27 | July: 22; August: 10664.75; September: 0; October: A; November: 3; December: 3
2019-07-27 | July: 23; August: 9653.25; September: 0; October: A; November: 3; December: 3
2019-07-28 | July: 0; August: 8820.75; September: 0; October: A; November: 3; December: 3
2019-07-28 | July: 1; August: 8311.25; September: 0; October: A; November: 3; December: 3
2019-07-28 | July: 2; August: 8077.75; September: 0; October: A; November: 3; December: 3
2019-07-28 | July: 3; August: 8203.5; September: 0; October: A; November: 3; December: 3
2019-07-28 | July: 4; August: 8588.5; September: 0; October: A; November: 3; December: 3
2019-07-28 | July: 5; August: 8869.25; September: 0; October: A; November: 3; December: 3
2019-07-28 | July: 6; August: 9544.25; September: 0; October: A; November: 3; December: 3
2019-07-28 | July: 7; August: 10787.25; September: 0; October: A; November: 3; December: 3
2019-07-28 | July: 8; August: 11718.75; September: 0; October: A; November: 3; December: 3
2019-07-28 | July: 9; August: 12617; September: 0; October: A; November: 3; December: 3
2019-07-28 | July: 10; August: 13165; September: 0; October: A; November: 3; December: 3
2019-07-28 | July: 11; August: 13762.75; September: 0; October: A; November: 3; December: 3
2019-07-28 | July: 12; August: 14240.25; September: 0; October: A; November: 3; December: 3
2019-07-28 | July: 13; August: 13607.5; September: 0; October: A; November: 3; December: 3
2019-07-28 | July: 14; August: 12974.25; September: 0; October: A; November: 3; December: 3
2019-07-28 | July: 15; August: 12899.25; September: 0; October: A; November: 3; December: 3
2019-07-28 | July: 16; August: 13515.75; September: 0; October: A; November: 3; December: 3
2019-07-28 | July: 17; August: 14268.25; September: 0; October: A; November: 2; December: 3
2019-07-28 | July: 18; August: 15789.75; September: 0; October: A; November: 2; December: 3
2019-07-28 | July: 19; August: 15716; September: 0; October: A; November: 3; December: 3
2019-07-28 | July: 20; August: 14074; September: 0; October: A; November: 3; December: 3
2019-07-28 | July: 21; August: 12309.75; September: 0; October: A; November: 3; December: 3
2019-07-28 | July: 22; August: 10339.75; September: 0; October: A; November: 3; December: 3
2019-07-28 | July: 23; August: 8967.25; September: 0; October: A; November: 3; December: 3
2019-07-29 | July: 0; August: 8416.75; September: 0; October: A; November: 3; December: 3
2019-07-29 | July: 1; August: 8104.25; September: 0; October: A; November: 3; December: 3
2019-07-29 | July: 2; August: 8086.5; September: 0; October: A; November: 3; December: 3
2019-07-29 | July: 3; August: 8298.5; September: 0; October: A; November: 3; December: 3
2019-07-29 | July: 4; August: 9195.5; September: 0; October: A; November: 3; December: 3
2019-07-29 | July: 5; August: 11321.5; September: 0; October: A; November: 3; December: 3
2019-07-29 | July: 6; August: 14315; September: 0; October: A; November: 1; December: 1
2019-07-29 | July: 7; August: 15939.75; September: 0; October: A; November: 1; December: 1
2019-07-29 | July: 8; August: 17383.25; September: 0; October: A; November: 2; December: 1
2019-07-29 | July: 9; August: 18340; September: 0; October: A; November: 2; December: 2
2019-07-29 | July: 10; August: 18002.25; September: 0; October: A; November: 2; December: 2
2019-07-29 | July: 11; August: 18268; September: 0; October: A; November: 2; December: 2
2019-07-29 | July: 12; August: 18333; September: 0; October: A; November: 2; December: 2
2019-07-29 | July: 13; August: 17818.5; September: 0; October: A; November: 2; December: 2
2019-07-29 | July: 14; August: 18166.75; September: 0; October: A; November: 2; December: 2
2019-07-29 | July: 15; August: 18095; September: 0; October: A; November: 2; December: 2
2019-07-29 | July: 16; August: 18144.5; September: 0; October: A; November: 2; December: 2
2019-07-29 | July: 17; August: 17968.25; September: 0; October: A; November: 1; December: 1
2019-07-29 | July: 18; August: 18762.5; September: 0; October: A; November: 1; December: 1
2019-07-29 | July: 19; August: 17983.5; September: 0; October: A; November: 1; December: 2
2019-07-29 | July: 20; August: 16093.75; September: 0; October: A; November: 2; December: 2
2019-07-29 | July: 21; August: 13973.25; September: 0; October: A; November: 2; December: 2
2019-07-29 | July: 22; August: 11740.25; September: 0; October: A; November: 3; December: 3
2019-07-29 | July: 23; August: 10283.25; September: 0; October: A; November: 3; December: 3
2019-07-30 | July: 0; August: 9753.5; September: 0; October: A; November: 3; December: 3
2019-07-30 | July: 1; August: 9117; September: 0; October: A; November: 3; December: 3
2019-07-30 | July: 2; August: 9362.75; September: 0; October: A; November: 3; December: 3
2019-07-30 | July: 3; August: 9500; September: 0; October: A; November: 3; December: 3
2019-07-30 | July: 4; August: 10146.25; September: 0; October: A; November: 3; December: 3
2019-07-30 | July: 5; August: 12067; September: 0; October: A; November: 3; December: 3
2019-07-30 | July: 6; August: 14746.25; September: 0; October: A; November: 1; December: 1
2019-07-30 | July: 7; August: 16065; September: 0; October: A; November: 1; December: 1
2019-07-30 | July: 8; August: 17352.25; September: 0; October: A; November: 2; December: 1
2019-07-30 | July: 9; August: 18257; September: 0; October: A; November: 2; December: 2
2019-07-30 | July: 10; August: 17853.25; September: 0; October: A; November: 2; December: 2
2019-07-30 | July: 11; August: 17995.75; September: 0; October: A; November: 2; December: 2
2019-07-30 | July: 12; August: 17809; September: 0; October: A; November: 2; December: 2
2019-07-30 | July: 13; August: 17360; September: 0; October: A; November: 2; December: 2
2019-07-30 | July: 14; August: 17004; September: 0; October: A; November: 2; December: 2
2019-07-30 | July: 15; August: 16860.75; September: 0; October: A; November: 2; December: 2
2019-07-30 | July: 16; August: 16999.5; September: 0; October: A; November: 2; December: 2
2019-07-30 | July: 17; August: 16941.75; September: 0; October: A; November: 1; December: 1
2019-07-30 | July: 18; August: 18428.25; September: 0; October: A; November: 1; December: 1
2019-07-30 | July: 19; August: 17463.5; September: 0; October: A; November: 1; December: 2
2019-07-30 | July: 20; August: 15604.25; September: 0; October: A; November: 2; December: 2
2019-07-30 | July: 21; August: 13635.75; September: 0; October: A; November: 2; December: 2
2019-07-30 | July: 22; August: 11820.5; September: 0; October: A; November: 3; December: 3
2019-07-30 | July: 23; August: 10295; September: 0; October: A; November: 3; December: 3
2019-07-31 | July: 0; August: 9600.5; September: 0; October: A; November: 3; December: 3
2019-07-31 | July: 1; August: 9107.5; September: 0; October: A; November: 3; December: 3
2019-07-31 | July: 2; August: 9347.75; September: 0; October: A; November: 3; December: 3
2019-07-31 | July: 3; August: 9456; September: 0; October: A; November: 3; December: 3
2019-07-31 | July: 4; August: 10325.75; September: 0; October: A; November: 3; December: 3
2019-07-31 | July: 5; August: 12525.25; September: 0; October: A; November: 3; December: 3
2019-07-31 | July: 6; August: 14940.25; September: 0; October: A; November: 1; December: 1
2019-07-31 | July: 7; August: 16048.5; September: 0; October: A; November: 1; December: 1
2019-07-31 | July: 8; August: 17111.5; September: 0; October: A; November: 2; December: 1
2019-07-31 | July: 9; August: 17726.25; September: 0; October: A; November: 2; December: 2
2019-07-31 | July: 10; August: 17665.25; September: 0; October: A; November: 2; December: 2
2019-07-31 | July: 11; August: 17636.75; September: 0; October: A; November: 2; December: 2
2019-07-31 | July: 12; August: 17452.25; September: 0; October: A; November: 2; December: 2
2019-07-31 | July: 13; August: 16322.25; September: 0; October: A; November: 2; December: 2
2019-07-31 | July: 14; August: 16254; September: 0; October: A; November: 2; December: 2
2019-07-31 | July: 15; August: 16230.5; September: 0; October: A; November: 2; December: 2
2019-07-31 | July: 16; August: 16107.25; September: 0; October: A; November: 2; December: 2
2019-07-31 | July: 17; August: 15814; September: 0; October: A; November: 1; December: 1
2019-07-31 | July: 18; August: 17402.75; September: 0; October: A; November: 1; December: 1
2019-07-31 | July: 19; August: 17204.75; September: 0; October: A; November: 1; December: 2
2019-07-31 | July: 20; August: 15661; September: 0; October: A; November: 2; December: 2
2019-07-31 | July: 21; August: 13916.25; September: 0; October: A; November: 2; December: 2
2019-07-31 | July: 22; August: 11947.25; September: 0; October: A; November: 3; December: 3
2019-07-31 | July: 23; August: 10419; September: 0; October: A; November: 3; December: 3
2019-08-01 | July: 0; August: 9669; September: 0; October: A; November: 3; December: 3
2019-08-01 | July: 1; August: 8971; September: 0; October: A; November: 3; December: 3
2019-08-01 | July: 2; August: 9085.5; September: 0; October: A; November: 3; December: 3
2019-08-01 | July: 3; August: 9319; September: 0; October: A; November: 3; December: 3
2019-08-01 | July: 4; August: 10289.75; September: 0; October: A; November: 3; December: 3
2019-08-01 | July: 5; August: 12280; September: 0; October: A; November: 3; December: 3
2019-08-01 | July: 6; August: 15051.75; September: 0; October: A; November: 1; December: 1
2019-08-01 | July: 7; August: 16244.25; September: 0; October: A; November: 1; December: 1
2019-08-01 | July: 8; August: 17302.75; September: 0; October: A; November: 2; December: 1
2019-08-01 | July: 9; August: 17668.5; September: 0; October: A; November: 2; December: 2
2019-08-01 | July: 10; August: 17120.5; September: 0; October: A; November: 2; December: 2
2019-08-01 | July: 11; August: 16717.75; September: 0; October: A; November: 2; December: 2
2019-08-01 | July: 12; August: 16418; September: 0; October: A; November: 2; December: 2
2019-08-01 | July: 13; August: 15640; September: 0; October: A; November: 2; December: 2
2019-08-01 | July: 14; August: 15806.25; September: 0; October: A; November: 2; December: 2
2019-08-01 | July: 15; August: 15789; September: 0; October: A; November: 2; December: 2
2019-08-01 | July: 16; August: 15514; September: 0; October: A; November: 2; December: 2
2019-08-01 | July: 17; August: 15167; September: 0; October: A; November: 1; December: 1
2019-08-01 | July: 18; August: 16920; September: 0; October: A; November: 1; December: 1
2019-08-01 | July: 19; August: 16708; September: 0; October: A; November: 1; December: 2
2019-08-01 | July: 20; August: 15360.5; September: 0; October: A; November: 2; December: 2
2019-08-01 | July: 21; August: 13626.5; September: 0; October: A; November: 2; December: 2
2019-08-01 | July: 22; August: 12021.75; September: 0; October: A; November: 3; December: 3
2019-08-01 | July: 23; August: 10774; September: 0; October: A; November: 3; December: 3
2019-08-02 | July: 0; August: 9829.75; September: 0; October: A; November: 3; December: 3
2019-08-02 | July: 1; August: 9158.25; September: 0; October: A; November: 3; December: 3
2019-08-02 | July: 2; August: 9265; September: 0; October: A; November: 3; December: 3
2019-08-02 | July: 3; August: 9505; September: 0; October: A; November: 3; December: 3
2019-08-02 | July: 4; August: 10386.5; September: 0; October: A; November: 3; December: 3
2019-08-02 | July: 5; August: 12327.75; September: 0; October: A; November: 3; December: 3
2019-08-02 | July: 6; August: 14817.75; September: 0; October: A; November: 1; December: 1
2019-08-02 | July: 7; August: 16116.5; September: 0; October: A; November: 1; December: 1
2019-08-02 | July: 8; August: 17308.5; September: 0; October: A; November: 2; December: 1
2019-08-02 | July: 9; August: 17257; September: 0; October: A; November: 2; December: 2
2019-08-02 | July: 10; August: 16804.25; September: 0; October: A; November: 2; December: 2
2019-08-02 | July: 11; August: 16506.5; September: 0; October: A; November: 2; December: 2
2019-08-02 | July: 12; August: 15831.25; September: 0; October: A; November: 2; December: 2
2019-08-02 | July: 13; August: 15022.5; September: 0; October: A; November: 2; December: 2
2019-08-02 | July: 14; August: 14857.5; September: 0; October: A; November: 2; December: 2
2019-08-02 | July: 15; August: 14429.25; September: 0; October: A; November: 2; December: 2
2019-08-02 | July: 16; August: 14212; September: 0; October: A; November: 2; December: 2
2019-08-02 | July: 17; August: 14331; September: 0; October: A; November: 1; December: 1
2019-08-02 | July: 18; August: 15347; September: 0; October: A; November: 1; December: 1
2019-08-02 | July: 19; August: 15061.75; September: 0; October: A; November: 1; December: 2
2019-08-02 | July: 20; August: 13724; September: 0; October: A; November: 2; December: 2
2019-08-02 | July: 21; August: 12554.75; September: 0; October: A; November: 2; December: 2
2019-08-02 | July: 22; August: 11263.5; September: 0; October: A; November: 3; December: 3
2019-08-02 | July: 23; August: 10044.75; September: 0; October: A; November: 3; December: 3
2019-08-03 | July: 0; August: 9131.5; September: 0; October: A; November: 3; December: 3
2019-08-03 | July: 1; August: 8596.5; September: 0; October: A; November: 3; December: 3
2019-08-03 | July: 2; August: 8489.5; September: 0; October: A; November: 3; December: 3
2019-08-03 | July: 3; August: 8590.25; September: 0; October: A; November: 3; December: 3
2019-08-03 | July: 4; August: 8862.5; September: 0; October: A; November: 3; December: 3
2019-08-03 | July: 5; August: 9484.75; September: 0; October: A; November: 3; December: 3
2019-08-03 | July: 6; August: 10448; September: 0; October: A; November: 3; December: 3
2019-08-03 | July: 7; August: 12490.5; September: 0; October: A; November: 2; December: 2
2019-08-03 | July: 8; August: 13998.5; September: 0; October: A; November: 2; December: 2
2019-08-03 | July: 9; August: 14852.5; September: 0; October: A; November: 2; December: 2
2019-08-03 | July: 10; August: 14850.75; September: 0; October: A; November: 2; December: 2
2019-08-03 | July: 11; August: 14596.75; September: 0; October: A; November: 2; December: 2
2019-08-03 | July: 12; August: 13787.5; September: 0; October: A; November: 3; December: 3
2019-08-03 | July: 13; August: 12978.25; September: 0; October: A; November: 3; December: 3
2019-08-03 | July: 14; August: 12557; September: 0; October: A; November: 3; December: 3
2019-08-03 | July: 15; August: 12224.5; September: 0; October: A; November: 3; December: 3
2019-08-03 | July: 16; August: 12435.75; September: 0; October: A; November: 3; December: 3
2019-08-03 | July: 17; August: 12917.75; September: 0; October: A; November: 2; December: 3
2019-08-03 | July: 18; August: 13981.25; September: 0; October: A; November: 2; December: 2
2019-08-03 | July: 19; August: 13365.5; September: 0; October: A; November: 3; December: 2
2019-08-03 | July: 20; August: 12305.75; September: 0; October: A; November: 3; December: 3
2019-08-03 | July: 21; August: 11247; September: 0; October: A; November: 3; December: 3
2019-08-03 | July: 22; August: 10276.75; September: 0; October: A; November: 3; December: 3
2019-08-03 | July: 23; August: 9218.75; September: 0; October: A; November: 3; December: 3
2019-08-04 | July: 0; August: 8484.75; September: 0; October: A; November: 3; December: 3
2019-08-04 | July: 1; August: 7959.75; September: 0; October: A; November: 3; December: 3
2019-08-04 | July: 2; August: 7701.25; September: 0; October: A; November: 3; December: 3
2019-08-04 | July: 3; August: 7896.5; September: 0; October: A; November: 3; December: 3
2019-08-04 | July: 4; August: 8200.5; September: 0; October: A; November: 3; December: 3
2019-08-04 | July: 5; August: 8518.25; September: 0; October: A; November: 3; December: 3
2019-08-04 | July: 6; August: 9155.75; September: 0; October: A; November: 3; December: 3
2019-08-04 | July: 7; August: 10484.25; September: 0; October: A; November: 3; December: 3
2019-08-04 | July: 8; August: 11732; September: 0; October: A; November: 3; December: 3
2019-08-04 | July: 9; August: 12858; September: 0; October: A; November: 3; December: 3
2019-08-04 | July: 10; August: 13621.25; September: 0; October: A; November: 3; December: 3
2019-08-04 | July: 11; August: 13921.25; September: 0; October: A; November: 3; December: 3
2019-08-04 | July: 12; August: 13844; September: 0; October: A; November: 3; December: 3
2019-08-04 | July: 13; August: 13205.5; September: 0; October: A; November: 3; December: 3
2019-08-04 | July: 14; August: 12453.5; September: 0; October: A; November: 3; December: 3
2019-08-04 | July: 15; August: 12275.5; September: 0; October: A; November: 3; December: 3
2019-08-04 | July: 16; August: 12912.5; September: 0; October: A; November: 3; December: 3
2019-08-04 | July: 17; August: 13561.75; September: 0; October: A; November: 2; December: 3
2019-08-04 | July: 18; August: 14970.5; September: 0; October: A; November: 2; December: 3
2019-08-04 | July: 19; August: 15025.25; September: 0; October: A; November: 3; December: 3
2019-08-04 | July: 20; August: 13633; September: 0; October: A; November: 3; December: 3
2019-08-04 | July: 21; August: 11782.5; September: 0; October: A; November: 3; December: 3
2019-08-04 | July: 22; August: 10137; September: 0; October: A; November: 3; December: 3
2019-08-04 | July: 23; August: 8835; September: 0; October: A; November: 3; December: 3
2019-08-05 | July: 0; August: 8283.75; September: 0; October: A; November: 3; December: 3
2019-08-05 | July: 1; August: 7865.5; September: 0; October: A; November: 3; December: 3
2019-08-05 | July: 2; August: 7868; September: 0; October: A; November: 3; December: 3
2019-08-05 | July: 3; August: 8213.5; September: 0; October: A; November: 3; December: 3
2019-08-05 | July: 4; August: 9248.75; September: 0; October: A; November: 3; December: 3
2019-08-05 | July: 5; August: 11155; September: 0; October: A; November: 3; December: 3
2019-08-05 | July: 6; August: 14217.75; September: 0; October: A; November: 1; December: 1
2019-08-05 | July: 7; August: 15752; September: 0; October: A; November: 1; December: 1
2019-08-05 | July: 8; August: 17125.25; September: 0; October: A; November: 2; December: 1
2019-08-05 | July: 9; August: 18189.5; September: 0; October: A; November: 2; December: 2
2019-08-05 | July: 10; August: 17907.5; September: 0; October: A; November: 2; December: 2
2019-08-05 | July: 11; August: 18011.5; September: 0; October: A; November: 2; December: 2
2019-08-05 | July: 12; August: 17458.25; September: 0; October: A; November: 2; December: 2
2019-08-05 | July: 13; August: 16818; September: 0; October: A; November: 2; December: 2
2019-08-05 | July: 14; August: 17047.75; September: 0; October: A; November: 2; December: 2
2019-08-05 | July: 15; August: 17073.25; September: 0; October: A; November: 2; December: 2
2019-08-05 | July: 16; August: 17230.75; September: 0; October: A; November: 2; December: 2
2019-08-05 | July: 17; August: 17374.75; September: 0; October: A; November: 1; December: 1
2019-08-05 | July: 18; August: 18208; September: 0; October: A; November: 1; December: 1
2019-08-05 | July: 19; August: 17277.75; September: 0; October: A; November: 1; December: 2
2019-08-05 | July: 20; August: 15331; September: 0; October: A; November: 2; December: 2
2019-08-05 | July: 21; August: 13398.25; September: 0; October: A; November: 2; December: 2
2019-08-05 | July: 22; August: 11490; September: 0; October: A; November: 3; December: 3
2019-08-05 | July: 23; August: 10534.75; September: 0; October: A; November: 3; December: 3
2019-08-06 | July: 0; August: 10024; September: 0; October: A; November: 3; December: 3
2019-08-06 | July: 1; August: 9173; September: 0; October: A; November: 3; December: 3
2019-08-06 | July: 2; August: 9363.75; September: 0; October: A; November: 3; December: 3
2019-08-06 | July: 3; August: 9654; September: 0; October: A; November: 3; December: 3
2019-08-06 | July: 4; August: 10195.25; September: 0; October: A; November: 3; December: 3
2019-08-06 | July: 5; August: 12352; September: 0; October: A; November: 3; December: 3
2019-08-06 | July: 6; August: 14684; September: 0; October: A; November: 1; December: 1
2019-08-06 | July: 7; August: 15741.5; September: 0; October: A; November: 1; December: 1
2019-08-06 | July: 8; August: 17232.75; September: 0; October: A; November: 2; December: 1
2019-08-06 | July: 9; August: 17939.25; September: 0; October: A; November: 2; December: 2
2019-08-06 | July: 10; August: 17876; September: 0; October: A; November: 2; December: 2
2019-08-06 | July: 11; August: 17742.75; September: 0; October: A; November: 2; December: 2
2019-08-06 | July: 12; August: 17564.25; September: 0; October: A; November: 2; December: 2
2019-08-06 | July: 13; August: 16590; September: 0; October: A; November: 2; December: 2
2019-08-06 | July: 14; August: 16596.5; September: 0; October: A; November: 2; December: 2
2019-08-06 | July: 15; August: 16695; September: 0; October: A; November: 2; December: 2
2019-08-06 | July: 16; August: 16475; September: 0; October: A; November: 2; December: 2
2019-08-06 | July: 17; August: 15843.75; September: 0; October: A; November: 1; December: 1
2019-08-06 | July: 18; August: 17501.5; September: 0; October: A; November: 1; December: 1
2019-08-06 | July: 19; August: 17261; September: 0; October: A; November: 1; December: 2
2019-08-06 | July: 20; August: 15825.75; September: 0; October: A; November: 2; December: 2
2019-08-06 | July: 21; August: 13798; September: 0; October: A; November: 2; December: 2
2019-08-06 | July: 22; August: 11690.25; September: 0; October: A; November: 3; December: 3
2019-08-06 | July: 23; August: 10571; September: 0; October: A; November: 3; December: 3
2019-08-07 | July: 0; August: 9511; September: 0; October: A; November: 3; December: 3
2019-08-07 | July: 1; August: 8954.25; September: 0; October: A; November: 3; December: 3
2019-08-07 | July: 2; August: 9057.5; September: 0; October: A; November: 3; December: 3
2019-08-07 | July: 3; August: 9217.5; September: 0; October: A; November: 3; December: 3
2019-08-07 | July: 4; August: 9982.25; September: 0; October: A; November: 3; December: 3
2019-08-07 | July: 5; August: 12360.5; September: 0; October: A; November: 3; December: 3
2019-08-07 | July: 6; August: 14740.75; September: 0; October: A; November: 1; December: 1
2019-08-07 | July: 7; August: 16195.5; September: 0; October: A; November: 1; December: 1
2019-08-07 | July: 8; August: 17636; September: 0; October: A; November: 2; December: 1
2019-08-07 | July: 9; August: 18393.75; September: 0; October: A; November: 2; December: 2
2019-08-07 | July: 10; August: 18018.5; September: 0; October: A; November: 2; December: 2
2019-08-07 | July: 11; August: 18400.5; September: 0; October: A; November: 2; December: 2
2019-08-07 | July: 12; August: 17719; September: 0; October: A; November: 2; December: 2
2019-08-07 | July: 13; August: 17176.25; September: 0; October: A; November: 2; December: 2
2019-08-07 | July: 14; August: 17595.75; September: 0; October: A; November: 2; December: 2
2019-08-07 | July: 15; August: 17154.25; September: 0; October: A; November: 2; December: 2
2019-08-07 | July: 16; August: 16830.75; September: 0; October: A; November: 2; December: 2
2019-08-07 | July: 17; August: 16624.5; September: 0; October: A; November: 1; December: 1
2019-08-07 | July: 18; August: 17944.25; September: 0; October: A; November: 1; December: 1
2019-08-07 | July: 19; August: 17355.75; September: 0; October: A; November: 1; December: 2
2019-08-07 | July: 20; August: 15837; September: 0; October: A; November: 2; December: 2
2019-08-07 | July: 21; August: 13889.25; September: 0; October: A; November: 2; December: 2
2019-08-07 | July: 22; August: 11731.5; September: 0; October: A; November: 3; December: 3
2019-08-07 | July: 23; August: 10606; September: 0; October: A; November: 3; December: 3
2019-08-08 | July: 0; August: 9827.75; September: 0; October: A; November: 3; December: 3
2019-08-08 | July: 1; August: 9009.5; September: 0; October: A; November: 3; December: 3
2019-08-08 | July: 2; August: 9220.75; September: 0; October: A; November: 3; December: 3
2019-08-08 | July: 3; August: 9426.5; September: 0; October: A; November: 3; December: 3
2019-08-08 | July: 4; August: 10063.5; September: 0; October: A; November: 3; December: 3
2019-08-08 | July: 5; August: 11923; September: 0; October: A; November: 3; December: 3
2019-08-08 | July: 6; August: 14857.5; September: 0; October: A; November: 1; December: 1
2019-08-08 | July: 7; August: 16207.25; September: 0; October: A; November: 1; December: 1
2019-08-08 | July: 8; August: 17785.5; September: 0; October: A; November: 2; December: 1
2019-08-08 | July: 9; August: 18123.75; September: 0; October: A; November: 2; December: 2
2019-08-08 | July: 10; August: 18122.5; September: 0; October: A; November: 2; December: 2
2019-08-08 | July: 11; August: 17834.25; September: 0; October: A; November: 2; December: 2
2019-08-08 | July: 12; August: 17684.25; September: 0; October: A; November: 2; December: 2
2019-08-08 | July: 13; August: 16716.5; September: 0; October: A; November: 2; December: 2
2019-08-08 | July: 14; August: 16236.25; September: 0; October: A; November: 2; December: 2
2019-08-08 | July: 15; August: 15788.75; September: 0; October: A; November: 2; December: 2
2019-08-08 | July: 16; August: 15474; September: 0; October: A; November: 2; December: 2
2019-08-08 | July: 17; August: 14988; September: 0; October: A; November: 1; December: 1
2019-08-08 | July: 18; August: 15814.25; September: 0; October: A; November: 1; December: 1
2019-08-08 | July: 19; August: 15877.5; September: 0; October: A; November: 1; December: 2
2019-08-08 | July: 20; August: 14571.5; September: 0; October: A; November: 2; December: 2
2019-08-08 | July: 21; August: 12991; September: 0; October: A; November: 2; December: 2
2019-08-08 | July: 22; August: 11445; September: 0; October: A; November: 3; December: 3
2019-08-08 | July: 23; August: 10449.75; September: 0; October: A; November: 3; December: 3
2019-08-09 | July: 0; August: 9755; September: 7; October: A; November: 3; December: 3
2019-08-09 | July: 1; August: 8802.75; September: 7; October: A; November: 3; December: 3
2019-08-09 | July: 2; August: 8821.25; September: 7; October: A; November: 3; December: 3
2019-08-09 | July: 3; August: 8929.25; September: 7; October: A; November: 3; December: 3
2019-08-09 | July: 4; August: 9332.25; September: 7; October: A; November: 3; December: 3
2019-08-09 | July: 5; August: 9742.25; September: 7; October: A; November: 3; December: 3
2019-08-09 | July: 6; August: 10328.5; September: 7; October: A; November: 3; December: 3
2019-08-09 | July: 7; August: 11411; September: 7; October: A; November: 2; December: 2
2019-08-09 | July: 8; August: 12957; September: 7; October: A; November: 2; December: 2
2019-08-09 | July: 9; August: 14229.75; September: 7; October: A; November: 2; December: 2
2019-08-09 | July: 10; August: 14611.5; September: 7; October: A; November: 2; December: 2
2019-08-09 | July: 11; August: 14419.75; September: 7; October: A; November: 2; December: 2
2019-08-09 | July: 12; August: 13911.75; September: 7; October: A; November: 3; December: 3
2019-08-09 | July: 13; August: 13295.75; September: 7; October: A; November: 3; December: 3
2019-08-09 | July: 14; August: 13174.75; September: 7; October: A; November: 3; December: 3
2019-08-09 | July: 15; August: 12968; September: 7; October: A; November: 3; December: 3
2019-08-09 | July: 16; August: 12923.75; September: 7; October: A; November: 3; December: 3
2019-08-09 | July: 17; August: 12975.75; September: 7; October: A; November: 2; December: 3
2019-08-09 | July: 18; August: 14140.5; September: 7; October: A; November: 2; December: 2
2019-08-09 | July: 19; August: 13733; September: 7; October: A; November: 3; December: 2
2019-08-09 | July: 20; August: 12657.5; September: 7; October: A; November: 3; December: 3
2019-08-09 | July: 21; August: 11634.25; September: 7; October: A; November: 3; December: 3
2019-08-09 | July: 22; August: 10474.75; September: 7; October: A; November: 3; December: 3
2019-08-09 | July: 23; August: 9443; September: 0; October: A; November: 3; December: 3
2019-08-10 | July: 0; August: 8737; September: 0; October: A; November: 3; December: 3
2019-08-10 | July: 1; August: 8218.25; September: 0; October: A; November: 3; December: 3
2019-08-10 | July: 2; August: 7927.75; September: 0; October: A; November: 3; December: 3
2019-08-10 | July: 3; August: 8070.75; September: 0; October: A; November: 3; December: 3
2019-08-10 | July: 4; August: 8410.5; September: 0; October: A; November: 3; December: 3
2019-08-10 | July: 5; August: 8856.25; September: 0; October: A; November: 3; December: 3
2019-08-10 | July: 6; August: 9732.25; September: 0; October: A; November: 3; December: 3
2019-08-10 | July: 7; August: 10956; September: 0; October: A; November: 2; December: 2
2019-08-10 | July: 8; August: 12809.5; September: 0; October: A; November: 2; December: 2
2019-08-10 | July: 9; August: 13804; September: 0; October: A; November: 2; December: 2
2019-08-10 | July: 10; August: 14071.25; September: 0; October: A; November: 2; December: 2
2019-08-10 | July: 11; August: 13860.5; September: 0; October: A; November: 2; December: 2
2019-08-10 | July: 12; August: 13277.25; September: 0; October: A; November: 3; December: 3
2019-08-10 | July: 13; August: 12533; September: 0; October: A; November: 3; December: 3
2019-08-10 | July: 14; August: 12085.75; September: 0; October: A; November: 3; December: 3
2019-08-10 | July: 15; August: 11842; September: 0; October: A; November: 3; December: 3
2019-08-10 | July: 16; August: 12143.5; September: 0; October: A; November: 3; December: 3
2019-08-10 | July: 17; August: 12665.25; September: 0; October: A; November: 2; December: 3
2019-08-10 | July: 18; August: 13744; September: 0; October: A; November: 2; December: 2
2019-08-10 | July: 19; August: 13327.25; September: 0; October: A; November: 3; December: 2
2019-08-10 | July: 20; August: 12358.75; September: 0; October: A; November: 3; December: 3
2019-08-10 | July: 21; August: 11344.5; September: 0; October: A; November: 3; December: 3
2019-08-10 | July: 22; August: 10328.25; September: 0; October: A; November: 3; December: 3
2019-08-10 | July: 23; August: 9259.5; September: 0; October: A; November: 3; December: 3
2019-08-11 | July: 0; August: 8521.75; September: 0; October: A; November: 3; December: 3
2019-08-11 | July: 1; August: 7981.5; September: 0; October: A; November: 3; December: 3
2019-08-11 | July: 2; August: 7738.5; September: 0; October: A; November: 3; December: 3
2019-08-11 | July: 3; August: 7847.25; September: 0; October: A; November: 3; December: 3
2019-08-11 | July: 4; August: 8220.25; September: 0; October: A; November: 3; December: 3
2019-08-11 | July: 5; August: 8436; September: 0; October: A; November: 3; December: 3
2019-08-11 | July: 6; August: 9014; September: 0; October: A; November: 3; December: 3
2019-08-11 | July: 7; August: 9955.5; September: 0; October: A; November: 3; December: 3
2019-08-11 | July: 8; August: 11292.75; September: 0; October: A; November: 3; December: 3
2019-08-11 | July: 9; August: 12546; September: 0; October: A; November: 3; December: 3
2019-08-11 | July: 10; August: 13397; September: 0; October: A; November: 3; December: 3
2019-08-11 | July: 11; August: 13789.25; September: 0; October: A; November: 3; December: 3
2019-08-11 | July: 12; August: 13791.25; September: 0; October: A; November: 3; December: 3
2019-08-11 | July: 13; August: 13211.75; September: 0; October: A; November: 3; December: 3
2019-08-11 | July: 14; August: 12490.25; September: 0; October: A; November: 3; December: 3
2019-08-11 | July: 15; August: 12475; September: 0; October: A; November: 3; December: 3
2019-08-11 | July: 16; August: 12779.25; September: 0; October: A; November: 3; December: 3
2019-08-11 | July: 17; August: 13643.25; September: 0; October: A; November: 2; December: 3
2019-08-11 | July: 18; August: 15430.75; September: 0; October: A; November: 2; December: 3
2019-08-11 | July: 19; August: 14977.25; September: 0; October: A; November: 3; December: 3
2019-08-11 | July: 20; August: 13626.25; September: 0; October: A; November: 3; December: 3
2019-08-11 | July: 21; August: 11814.5; September: 0; October: A; November: 3; December: 3
2019-08-11 | July: 22; August: 10063.25; September: 0; October: A; November: 3; December: 3
2019-08-11 | July: 23; August: 8792.75; September: 0; October: A; November: 3; December: 3
2019-08-12 | July: 0; August: 8140; September: 0; October: A; November: 3; December: 3
2019-08-12 | July: 1; August: 7757; September: 0; October: A; November: 3; December: 3
2019-08-12 | July: 2; August: 7740.5; September: 0; October: A; November: 3; December: 3
2019-08-12 | July: 3; August: 8093.75; September: 0; October: A; November: 3; December: 3
2019-08-12 | July: 4; August: 8944.75; September: 0; October: A; November: 3; December: 3
2019-08-12 | July: 5; August: 11018.25; September: 0; October: A; November: 3; December: 3
2019-08-12 | July: 6; August: 13796; September: 0; October: A; November: 1; December: 1
2019-08-12 | July: 7; August: 15426.75; September: 0; October: A; November: 1; December: 1
2019-08-12 | July: 8; August: 16672.5; September: 0; October: A; November: 2; December: 1
2019-08-12 | July: 9; August: 17182.5; September: 0; October: A; November: 2; December: 2
2019-08-12 | July: 10; August: 16736.25; September: 0; October: A; November: 2; December: 2
2019-08-12 | July: 11; August: 16902.75; September: 0; October: A; November: 2; December: 2
2019-08-12 | July: 12; August: 16565.75; September: 0; October: A; November: 2; December: 2
2019-08-12 | July: 13; August: 15838.5; September: 0; October: A; November: 2; December: 2
2019-08-12 | July: 14; August: 16023.75; September: 0; October: A; November: 2; December: 2
2019-08-12 | July: 15; August: 16198; September: 0; October: A; November: 2; December: 2
2019-08-12 | July: 16; August: 16026.25; September: 0; October: A; November: 2; December: 2
2019-08-12 | July: 17; August: 15408.75; September: 0; October: A; November: 1; December: 1
2019-08-12 | July: 18; August: 16869.75; September: 0; October: A; November: 1; December: 1
2019-08-12 | July: 19; August: 16746; September: 0; October: A; November: 1; December: 2
2019-08-12 | July: 20; August: 15074.25; September: 0; October: A; November: 2; December: 2
2019-08-12 | July: 21; August: 13307.75; September: 0; October: A; November: 2; December: 2
2019-08-12 | July: 22; August: 11115; September: 0; October: A; November: 3; December: 3
2019-08-12 | July: 23; August: 10232.75; September: 0; October: A; November: 3; December: 3
2019-08-13 | July: 0; August: 9606.75; September: 0; October: A; November: 3; December: 3
2019-08-13 | July: 1; August: 8662.75; September: 0; October: A; November: 3; December: 3
2019-08-13 | July: 2; August: 8831.5; September: 0; October: A; November: 3; December: 3
2019-08-13 | July: 3; August: 9040; September: 0; October: A; November: 3; December: 3
2019-08-13 | July: 4; August: 9869.75; September: 0; October: A; November: 3; December: 3
2019-08-13 | July: 5; August: 11873.75; September: 0; October: A; November: 3; December: 3
2019-08-13 | July: 6; August: 14626; September: 0; October: A; November: 1; December: 1
2019-08-13 | July: 7; August: 15813.25; September: 0; October: A; November: 1; December: 1
2019-08-13 | July: 8; August: 17119.25; September: 0; October: A; November: 2; December: 1
2019-08-13 | July: 9; August: 17399.25; September: 0; October: A; November: 2; December: 2
2019-08-13 | July: 10; August: 16638.25; September: 0; October: A; November: 2; December: 2
2019-08-13 | July: 11; August: 16637.25; September: 0; October: A; November: 2; December: 2
2019-08-13 | July: 12; August: 16733.75; September: 0; October: A; November: 2; December: 2
2019-08-13 | July: 13; August: 16006.25; September: 0; October: A; November: 2; December: 2
2019-08-13 | July: 14; August: 16207; September: 0; October: A; November: 2; December: 2
2019-08-13 | July: 15; August: 16132.25; September: 0; October: A; November: 2; December: 2
2019-08-13 | July: 16; August: 16587.25; September: 0; October: A; November: 2; December: 2
2019-08-13 | July: 17; August: 16422.5; September: 0; October: A; November: 1; December: 1
2019-08-13 | July: 18; August: 17536.5; September: 0; October: A; November: 1; December: 1
2019-08-13 | July: 19; August: 17018.25; September: 0; October: A; November: 1; December: 2
2019-08-13 | July: 20; August: 15137; September: 0; October: A; November: 2; December: 2
2019-08-13 | July: 21; August: 13348; September: 0; October: A; November: 2; December: 2
2019-08-13 | July: 22; August: 11477; September: 0; October: A; November: 3; December: 3
2019-08-13 | July: 23; August: 10322; September: 0; October: A; November: 3; December: 3
2019-08-14 | July: 0; August: 9454.75; September: 0; October: A; November: 3; December: 3
2019-08-14 | July: 1; August: 8853.75; September: 0; October: A; November: 3; December: 3
2019-08-14 | July: 2; August: 9061.5; September: 0; October: A; November: 3; December: 3
2019-08-14 | July: 3; August: 9212.75; September: 0; October: A; November: 3; December: 3
2019-08-14 | July: 4; August: 10105.75; September: 0; October: A; November: 3; December: 3
2019-08-14 | July: 5; August: 11966.25; September: 0; October: A; November: 3; December: 3
2019-08-14 | July: 6; August: 14409.25; September: 0; October: A; November: 1; December: 1
2019-08-14 | July: 7; August: 15574; September: 0; October: A; November: 1; December: 1
2019-08-14 | July: 8; August: 16697; September: 0; October: A; November: 2; December: 1
2019-08-14 | July: 9; August: 16957.25; September: 0; October: A; November: 2; December: 2
2019-08-14 | July: 10; August: 16642.75; September: 0; October: A; November: 2; December: 2
2019-08-14 | July: 11; August: 16607.5; September: 0; October: A; November: 2; December: 2
2019-08-14 | July: 12; August: 16229.5; September: 0; October: A; November: 2; December: 2
2019-08-14 | July: 13; August: 15387.75; September: 0; October: A; November: 2; December: 2
2019-08-14 | July: 14; August: 15409.25; September: 0; October: A; November: 2; December: 2
2019-08-14 | July: 15; August: 15483; September: 0; October: A; November: 2; December: 2
2019-08-14 | July: 16; August: 15623.5; September: 0; October: A; November: 2; December: 2
2019-08-14 | July: 17; August: 15042.75; September: 0; October: A; November: 1; December: 1
2019-08-14 | July: 18; August: 16388.25; September: 0; October: A; November: 1; December: 1
2019-08-14 | July: 19; August: 16187; September: 0; October: A; November: 1; December: 2
2019-08-14 | July: 20; August: 14523.25; September: 0; October: A; November: 2; December: 2
2019-08-14 | July: 21; August: 12848; September: 0; October: A; November: 2; December: 2
2019-08-14 | July: 22; August: 11039; September: 0; October: A; November: 3; December: 3
2019-08-14 | July: 23; August: 9699.25; September: 0; October: A; November: 3; December: 3
2019-08-15 | July: 0; August: 9165.5; September: 0; October: A; November: 3; December: 3
2019-08-15 | July: 1; August: 8433.5; September: 0; October: A; November: 3; December: 3
2019-08-15 | July: 2; August: 8848; September: 0; October: A; November: 3; December: 3
2019-08-15 | July: 3; August: 9022.5; September: 0; October: A; November: 3; December: 3
2019-08-15 | July: 4; August: 9709; September: 0; October: A; November: 3; December: 3
2019-08-15 | July: 5; August: 11578.75; September: 0; October: A; November: 3; December: 3
2019-08-15 | July: 6; August: 14238.75; September: 0; October: A; November: 1; December: 1
2019-08-15 | July: 7; August: 15385; September: 0; October: A; November: 1; December: 1
2019-08-15 | July: 8; August: 16572.25; September: 0; October: A; November: 2; December: 1
2019-08-15 | July: 9; August: 16622.75; September: 0; October: A; November: 2; December: 2
2019-08-15 | July: 10; August: 16220.5; September: 0; October: A; November: 2; December: 2
2019-08-15 | July: 11; August: 16152.75; September: 0; October: A; November: 2; December: 2
2019-08-15 | July: 12; August: 15809; September: 0; October: A; November: 2; December: 2
2019-08-15 | July: 13; August: 14943; September: 0; October: A; November: 2; December: 2
2019-08-15 | July: 14; August: 15026.75; September: 0; October: A; November: 2; December: 2
2019-08-15 | July: 15; August: 15045.25; September: 0; October: A; November: 2; December: 2
2019-08-15 | July: 16; August: 15102; September: 0; October: A; November: 2; December: 2
2019-08-15 | July: 17; August: 15038.5; September: 0; October: A; November: 1; December: 1
2019-08-15 | July: 18; August: 16420.75; September: 0; October: A; November: 1; December: 1
2019-08-15 | July: 19; August: 16432.25; September: 0; October: A; November: 1; December: 2
2019-08-15 | July: 20; August: 14844.5; September: 0; October: A; November: 2; December: 2
2019-08-15 | July: 21; August: 13199.75; September: 0; October: A; November: 2; December: 2
2019-08-15 | July: 22; August: 11165.5; September: 0; October: A; November: 3; December: 3
2019-08-15 | July: 23; August: 10066; September: 0; October: A; November: 3; December: 3
2019-08-16 | July: 0; August: 9314.5; September: 0; October: A; November: 3; December: 3
2019-08-16 | July: 1; August: 8773.75; September: 0; October: A; November: 3; December: 3
2019-08-16 | July: 2; August: 8712; September: 0; October: A; November: 3; December: 3
2019-08-16 | July: 3; August: 9043; September: 0; October: A; November: 3; December: 3
2019-08-16 | July: 4; August: 9925; September: 0; October: A; November: 3; December: 3
2019-08-16 | July: 5; August: 12004.75; September: 0; October: A; November: 3; December: 3
2019-08-16 | July: 6; August: 14427.25; September: 0; October: A; November: 1; December: 1
2019-08-16 | July: 7; August: 15556.75; September: 0; October: A; November: 1; December: 1
2019-08-16 | July: 8; August: 16412; September: 0; October: A; November: 2; December: 1
2019-08-16 | July: 9; August: 16703.25; September: 0; October: A; November: 2; December: 2
2019-08-16 | July: 10; August: 16172.5; September: 0; October: A; November: 2; December: 2
2019-08-16 | July: 11; August: 16149.5; September: 0; October: A; November: 2; December: 2
2019-08-16 | July: 12; August: 15583; September: 0; October: A; November: 2; December: 2
2019-08-16 | July: 13; August: 14567.75; September: 0; October: A; November: 2; December: 2
2019-08-16 | July: 14; August: 14274.5; September: 0; October: A; November: 2; December: 2
2019-08-16 | July: 15; August: 13809; September: 0; October: A; November: 2; December: 2
2019-08-16 | July: 16; August: 13656.25; September: 0; October: A; November: 2; December: 2
2019-08-16 | July: 17; August: 13789.75; September: 0; October: A; November: 1; December: 1
2019-08-16 | July: 18; August: 14533.75; September: 0; October: A; November: 1; December: 1
2019-08-16 | July: 19; August: 14394; September: 0; October: A; November: 1; December: 2
2019-08-16 | July: 20; August: 12868.25; September: 0; October: A; November: 2; December: 2
2019-08-16 | July: 21; August: 11683.5; September: 0; October: A; November: 2; December: 2
2019-08-16 | July: 22; August: 10557.25; September: 0; October: A; November: 3; December: 3
2019-08-16 | July: 23; August: 9504; September: 0; October: A; November: 3; December: 3
2019-08-17 | July: 0; August: 8699.5; September: 0; October: A; November: 3; December: 3
2019-08-17 | July: 1; August: 8237.5; September: 0; October: A; November: 3; December: 3
2019-08-17 | July: 2; August: 8108.75; September: 0; October: A; November: 3; December: 3
2019-08-17 | July: 3; August: 8242.5; September: 0; October: A; November: 3; December: 3
2019-08-17 | July: 4; August: 8623; September: 0; October: A; November: 3; December: 3
2019-08-17 | July: 5; August: 9265.25; September: 0; October: A; November: 3; December: 3
2019-08-17 | July: 6; August: 10296.75; September: 0; October: A; November: 3; December: 3
2019-08-17 | July: 7; August: 11918; September: 0; October: A; November: 2; December: 2
2019-08-17 | July: 8; August: 13667.75; September: 0; October: A; November: 2; December: 2
2019-08-17 | July: 9; August: 14375.5; September: 0; October: A; November: 2; December: 2
2019-08-17 | July: 10; August: 14200.5; September: 0; October: A; November: 2; December: 2
2019-08-17 | July: 11; August: 13797.25; September: 0; October: A; November: 2; December: 2
2019-08-17 | July: 12; August: 13334.75; September: 0; October: A; November: 3; December: 3
2019-08-17 | July: 13; August: 12638.25; September: 0; October: A; November: 3; December: 3
2019-08-17 | July: 14; August: 12091.75; September: 0; October: A; November: 3; December: 3
2019-08-17 | July: 15; August: 11931.5; September: 0; October: A; November: 3; December: 3
2019-08-17 | July: 16; August: 12037; September: 0; October: A; November: 3; December: 3
2019-08-17 | July: 17; August: 12196.5; September: 0; October: A; November: 2; December: 3
2019-08-17 | July: 18; August: 12906.75; September: 0; October: A; November: 2; December: 2
2019-08-17 | July: 19; August: 12694.5; September: 0; October: A; November: 3; December: 2
2019-08-17 | July: 20; August: 11858.5; September: 0; October: A; November: 3; December: 3
2019-08-17 | July: 21; August: 10874.75; September: 0; October: A; November: 3; December: 3
2019-08-17 | July: 22; August: 9734; September: 0; October: A; November: 3; December: 3
2019-08-17 | July: 23; August: 8780.75; September: 0; October: A; November: 3; December: 3
2019-08-18 | July: 0; August: 8182.75; September: 0; October: A; November: 3; December: 3
2019-08-18 | July: 1; August: 7745.25; September: 0; October: A; November: 3; December: 3
2019-08-18 | July: 2; August: 7548.75; September: 0; October: A; November: 3; December: 3
2019-08-18 | July: 3; August: 7629.5; September: 0; October: A; November: 3; December: 3
2019-08-18 | July: 4; August: 7937.5; September: 0; October: A; November: 3; December: 3
2019-08-18 | July: 5; August: 8131.25; September: 0; October: A; November: 3; December: 3
2019-08-18 | July: 6; August: 8938.75; September: 0; October: A; November: 3; December: 3
2019-08-18 | July: 7; August: 10100.25; September: 0; October: A; November: 3; December: 3
2019-08-18 | July: 8; August: 11521; September: 0; October: A; November: 3; December: 3
2019-08-18 | July: 9; August: 12460; September: 0; October: A; November: 3; December: 3
2019-08-18 | July: 10; August: 12614; September: 0; October: A; November: 3; December: 3
2019-08-18 | July: 11; August: 12832.5; September: 0; October: A; November: 3; December: 3
2019-08-18 | July: 12; August: 12615; September: 0; October: A; November: 3; December: 3
2019-08-18 | July: 13; August: 12214.25; September: 0; October: A; November: 3; December: 3
2019-08-18 | July: 14; August: 11569.75; September: 0; October: A; November: 3; December: 3
2019-08-18 | July: 15; August: 11477; September: 0; October: A; November: 3; December: 3
2019-08-18 | July: 16; August: 11982.5; September: 0; October: A; November: 3; December: 3
2019-08-18 | July: 17; August: 12607.5; September: 0; October: A; November: 2; December: 3
2019-08-18 | July: 18; August: 13828; September: 0; October: A; November: 2; December: 3
2019-08-18 | July: 19; August: 13905.25; September: 0; October: A; November: 3; December: 3
2019-08-18 | July: 20; August: 12562.75; September: 0; October: A; November: 3; December: 3
2019-08-18 | July: 21; August: 10914.75; September: 0; October: A; November: 3; December: 3
2019-08-18 | July: 22; August: 9430.25; September: 0; October: A; November: 3; December: 3
2019-08-18 | July: 23; August: 8360; September: 0; October: A; November: 3; December: 3
2019-08-19 | July: 0; August: 7935; September: 0; October: A; November: 3; December: 3
2019-08-19 | July: 1; August: 7514.75; September: 0; October: A; November: 3; December: 3
2019-08-19 | July: 2; August: 7475.25; September: 0; October: A; November: 3; December: 3
2019-08-19 | July: 3; August: 7830.75; September: 0; October: A; November: 3; December: 3
2019-08-19 | July: 4; August: 8660.75; September: 0; October: A; November: 3; December: 3
2019-08-19 | July: 5; August: 10619.75; September: 0; October: A; November: 3; December: 3
2019-08-19 | July: 6; August: 13443.75; September: 0; October: A; November: 1; December: 1
2019-08-19 | July: 7; August: 14525.25; September: 0; October: A; November: 1; December: 1
2019-08-19 | July: 8; August: 15619; September: 0; October: A; November: 2; December: 1
2019-08-19 | July: 9; August: 16105.75; September: 0; October: A; November: 2; December: 2
2019-08-19 | July: 10; August: 15760.5; September: 0; October: A; November: 2; December: 2
2019-08-19 | July: 11; August: 15833.75; September: 0; October: A; November: 2; December: 2
2019-08-19 | July: 12; August: 15618.75; September: 0; October: A; November: 2; December: 2
2019-08-19 | July: 13; August: 14949.25; September: 0; October: A; November: 2; December: 2
2019-08-19 | July: 14; August: 15050.5; September: 0; October: A; November: 2; December: 2
2019-08-19 | July: 15; August: 15218; September: 0; October: A; November: 2; December: 2
2019-08-19 | July: 16; August: 15080; September: 0; October: A; November: 2; December: 2
2019-08-19 | July: 17; August: 14744; September: 0; October: A; November: 1; December: 1
2019-08-19 | July: 18; August: 16072.75; September: 0; October: A; November: 1; December: 1
2019-08-19 | July: 19; August: 16040.25; September: 0; October: A; November: 1; December: 2
2019-08-19 | July: 20; August: 14385.75; September: 0; October: A; November: 2; December: 2
2019-08-19 | July: 21; August: 12311.25; September: 0; October: A; November: 2; December: 2
2019-08-19 | July: 22; August: 10832; September: 0; October: A; November: 3; December: 3
2019-08-19 | July: 23; August: 9825.75; September: 0; October: A; November: 3; December: 3
2019-08-20 | July: 0; August: 9231; September: 0; October: A; November: 3; December: 3
2019-08-20 | July: 1; August: 8378.5; September: 0; October: A; November: 3; December: 3
2019-08-20 | July: 2; August: 8514.25; September: 0; October: A; November: 3; December: 3
2019-08-20 | July: 3; August: 8718.25; September: 0; October: A; November: 3; December: 3
2019-08-20 | July: 4; August: 9616.25; September: 0; October: A; November: 3; December: 3
2019-08-20 | July: 5; August: 11832.75; September: 0; October: A; November: 3; December: 3
2019-08-20 | July: 6; August: 13914; September: 0; October: A; November: 1; December: 1
2019-08-20 | July: 7; August: 14948.75; September: 0; October: A; November: 1; December: 1
2019-08-20 | July: 8; August: 15929.5; September: 0; October: A; November: 2; December: 1
2019-08-20 | July: 9; August: 16206.75; September: 0; October: A; November: 2; December: 2
2019-08-20 | July: 10; August: 15640; September: 0; October: A; November: 2; December: 2
2019-08-20 | July: 11; August: 15585.75; September: 0; October: A; November: 2; December: 2
2019-08-20 | July: 12; August: 15358.5; September: 0; October: A; November: 2; December: 2
2019-08-20 | July: 13; August: 14696.75; September: 0; October: A; November: 2; December: 2
2019-08-20 | July: 14; August: 15076.75; September: 0; October: A; November: 2; December: 2
2019-08-20 | July: 15; August: 15209.25; September: 0; October: A; November: 2; December: 2
2019-08-20 | July: 16; August: 15123.75; September: 0; October: A; November: 2; December: 2
2019-08-20 | July: 17; August: 14973.5; September: 0; October: A; November: 1; December: 1
2019-08-20 | July: 18; August: 16348.25; September: 0; October: A; November: 1; December: 1
2019-08-20 | July: 19; August: 16268; September: 0; October: A; November: 1; December: 2
2019-08-20 | July: 20; August: 14479; September: 0; October: A; November: 2; December: 2
2019-08-20 | July: 21; August: 12839.75; September: 0; October: A; November: 2; December: 2
2019-08-20 | July: 22; August: 11029.5; September: 0; October: A; November: 3; December: 3
2019-08-20 | July: 23; August: 9984; September: 0; October: A; November: 3; December: 3
2019-08-21 | July: 0; August: 9085.25; September: 0; October: A; November: 3; December: 3
2019-08-21 | July: 1; August: 8606; September: 0; October: A; November: 3; December: 3
2019-08-21 | July: 2; August: 8776; September: 0; October: A; November: 3; December: 3
2019-08-21 | July: 3; August: 9272; September: 0; October: A; November: 3; December: 3
2019-08-21 | July: 4; August: 9987.5; September: 0; October: A; November: 3; December: 3
2019-08-21 | July: 5; August: 11922; September: 0; October: A; November: 3; December: 3
2019-08-21 | July: 6; August: 14277.25; September: 0; October: A; November: 1; December: 1
2019-08-21 | July: 7; August: 15160.25; September: 0; October: A; November: 1; December: 1
2019-08-21 | July: 8; August: 15967; September: 0; October: A; November: 2; December: 1
2019-08-21 | July: 9; August: 16216.25; September: 0; October: A; November: 2; December: 2
2019-08-21 | July: 10; August: 15645.25; September: 0; October: A; November: 2; December: 2
2019-08-21 | July: 11; August: 15358.25; September: 0; October: A; November: 2; December: 2
2019-08-21 | July: 12; August: 15281; September: 0; October: A; November: 2; December: 2
2019-08-21 | July: 13; August: 14823.75; September: 0; October: A; November: 2; December: 2
2019-08-21 | July: 14; August: 15114.25; September: 0; October: A; November: 2; December: 2
2019-08-21 | July: 15; August: 15143.5; September: 0; October: A; November: 2; December: 2
2019-08-21 | July: 16; August: 15155.25; September: 0; October: A; November: 2; December: 2
2019-08-21 | July: 17; August: 14618.5; September: 0; October: A; November: 1; December: 1
2019-08-21 | July: 18; August: 15558.75; September: 0; October: A; November: 1; December: 1
2019-08-21 | July: 19; August: 15722; September: 0; October: A; November: 1; December: 2
2019-08-21 | July: 20; August: 14189.75; September: 0; October: A; November: 2; December: 2
2019-08-21 | July: 21; August: 12336.5; September: 0; October: A; November: 2; December: 2
2019-08-21 | July: 22; August: 10861.25; September: 0; October: A; November: 3; December: 3
2019-08-21 | July: 23; August: 9840.75; September: 0; October: A; November: 3; December: 3
2019-08-22 | July: 0; August: 9257.75; September: 0; October: A; November: 3; December: 3
2019-08-22 | July: 1; August: 8554; September: 0; October: A; November: 3; December: 3
2019-08-22 | July: 2; August: 8573; September: 0; October: A; November: 3; December: 3
2019-08-22 | July: 3; August: 8892.5; September: 0; October: A; November: 3; December: 3
2019-08-22 | July: 4; August: 9700.5; September: 0; October: A; November: 3; December: 3
2019-08-22 | July: 5; August: 11550.5; September: 0; October: A; November: 3; December: 3
2019-08-22 | July: 6; August: 13991.25; September: 0; October: A; November: 1; December: 1
2019-08-22 | July: 7; August: 14813.75; September: 0; October: A; November: 1; December: 1
2019-08-22 | July: 8; August: 15584.25; September: 0; October: A; November: 2; December: 1
2019-08-22 | July: 9; August: 15843.25; September: 0; October: A; November: 2; December: 2
2019-08-22 | July: 10; August: 15532; September: 0; October: A; November: 2; December: 2
2019-08-22 | July: 11; August: 15432; September: 0; October: A; November: 2; December: 2
2019-08-22 | July: 12; August: 15228; September: 0; October: A; November: 2; December: 2
2019-08-22 | July: 13; August: 14817.75; September: 0; October: A; November: 2; December: 2
2019-08-22 | July: 14; August: 15132.75; September: 0; October: A; November: 2; December: 2
2019-08-22 | July: 15; August: 14890.25; September: 0; October: A; November: 2; December: 2
2019-08-22 | July: 16; August: 14920.5; September: 0; October: A; November: 2; December: 2
2019-08-22 | July: 17; August: 14678.75; September: 0; October: A; November: 1; December: 1
2019-08-22 | July: 18; August: 15786.5; September: 0; October: A; November: 1; December: 1
2019-08-22 | July: 19; August: 15668; September: 0; October: A; November: 1; December: 2
2019-08-22 | July: 20; August: 14084.75; September: 0; October: A; November: 2; December: 2
2019-08-22 | July: 21; August: 12616.25; September: 0; October: A; November: 2; December: 2
2019-08-22 | July: 22; August: 10768.75; September: 0; October: A; November: 3; December: 3
2019-08-22 | July: 23; August: 10057; September: 0; October: A; November: 3; December: 3
2019-08-23 | July: 0; August: 9294.75; September: 0; October: A; November: 3; December: 3
2019-08-23 | July: 1; August: 8648.75; September: 0; October: A; November: 3; December: 3
2019-08-23 | July: 2; August: 8655.5; September: 0; October: A; November: 3; December: 3
2019-08-23 | July: 3; August: 8750.5; September: 0; October: A; November: 3; December: 3
2019-08-23 | July: 4; August: 9739.75; September: 0; October: A; November: 3; December: 3
2019-08-23 | July: 5; August: 11637.5; September: 0; October: A; November: 3; December: 3
2019-08-23 | July: 6; August: 13822.25; September: 0; October: A; November: 1; December: 1
2019-08-23 | July: 7; August: 14746.5; September: 0; October: A; November: 1; December: 1
2019-08-23 | July: 8; August: 15976.5; September: 0; October: A; November: 2; December: 1
2019-08-23 | July: 9; August: 16193.75; September: 0; October: A; November: 2; December: 2
2019-08-23 | July: 10; August: 15418.5; September: 0; October: A; November: 2; December: 2
2019-08-23 | July: 11; August: 15520.25; September: 0; October: A; November: 2; December: 2
2019-08-23 | July: 12; August: 15147.75; September: 0; October: A; November: 2; December: 2
2019-08-23 | July: 13; August: 14273.75; September: 0; October: A; November: 2; December: 2
2019-08-23 | July: 14; August: 14073.25; September: 0; October: A; November: 2; December: 2
2019-08-23 | July: 15; August: 13683.75; September: 0; October: A; November: 2; December: 2
2019-08-23 | July: 16; August: 13496.75; September: 0; October: A; November: 2; December: 2
2019-08-23 | July: 17; August: 13322.5; September: 0; October: A; November: 1; December: 1
2019-08-23 | July: 18; August: 14051; September: 0; October: A; November: 1; December: 1
2019-08-23 | July: 19; August: 14232.75; September: 0; October: A; November: 1; December: 2
2019-08-23 | July: 20; August: 12719.25; September: 0; October: A; November: 2; December: 2
2019-08-23 | July: 21; August: 11738.25; September: 0; October: A; November: 2; December: 2
2019-08-23 | July: 22; August: 10606; September: 0; October: A; November: 3; December: 3
2019-08-23 | July: 23; August: 9822.75; September: 0; October: A; November: 3; December: 3
2019-08-24 | July: 0; August: 8872.75; September: 0; October: A; November: 3; December: 3
2019-08-24 | July: 1; August: 8352.5; September: 0; October: A; November: 3; December: 3
2019-08-24 | July: 2; August: 8156.25; September: 0; October: A; November: 3; December: 3
2019-08-24 | July: 3; August: 8348.25; September: 0; October: A; November: 3; December: 3
2019-08-24 | July: 4; August: 8702; September: 0; October: A; November: 3; December: 3
2019-08-24 | July: 5; August: 9119.75; September: 0; October: A; November: 3; December: 3
2019-08-24 | July: 6; August: 10112.75; September: 0; October: A; November: 3; December: 3
2019-08-24 | July: 7; August: 11578.75; September: 0; October: A; November: 2; December: 2
2019-08-24 | July: 8; August: 13452.75; September: 0; October: A; November: 2; December: 2
2019-08-24 | July: 9; August: 13932.5; September: 0; October: A; November: 2; December: 2
2019-08-24 | July: 10; August: 13889.25; September: 0; October: A; November: 2; December: 2
2019-08-24 | July: 11; August: 13452; September: 0; October: A; November: 2; December: 2
2019-08-24 | July: 12; August: 12924.75; September: 0; October: A; November: 3; December: 3
2019-08-24 | July: 13; August: 12360.75; September: 0; October: A; November: 3; December: 3
2019-08-24 | July: 14; August: 11670.5; September: 0; October: A; November: 3; December: 3
2019-08-24 | July: 15; August: 11529.75; September: 0; October: A; November: 3; December: 3
2019-08-24 | July: 16; August: 11904.75; September: 0; October: A; November: 3; December: 3
2019-08-24 | July: 17; August: 12024; September: 0; October: A; November: 2; December: 3
2019-08-24 | July: 18; August: 12850; September: 0; October: A; November: 2; December: 2
2019-08-24 | July: 19; August: 12698.25; September: 0; October: A; November: 3; December: 2
2019-08-24 | July: 20; August: 11577.25; September: 0; October: A; November: 3; December: 3
2019-08-24 | July: 21; August: 10725.5; September: 0; October: A; November: 3; December: 3
2019-08-24 | July: 22; August: 9801; September: 0; October: A; November: 3; December: 3
2019-08-24 | July: 23; August: 8952.75; September: 0; October: A; November: 3; December: 3
2019-08-25 | July: 0; August: 8256.5; September: 0; October: A; November: 3; December: 3
2019-08-25 | July: 1; August: 7803; September: 0; October: A; November: 3; December: 3
2019-08-25 | July: 2; August: 7634; September: 0; October: A; November: 3; December: 3
2019-08-25 | July: 3; August: 7772.25; September: 0; October: A; November: 3; December: 3
2019-08-25 | July: 4; August: 8154.25; September: 0; October: A; November: 3; December: 3
2019-08-25 | July: 5; August: 8402.25; September: 0; October: A; November: 3; December: 3
2019-08-25 | July: 6; August: 9108.25; September: 0; October: A; November: 3; December: 3
2019-08-25 | July: 7; August: 10186; September: 0; October: A; November: 3; December: 3
2019-08-25 | July: 8; August: 11529.75; September: 0; October: A; November: 3; December: 3
2019-08-25 | July: 9; August: 12223.5; September: 0; October: A; November: 3; December: 3
2019-08-25 | July: 10; August: 12460; September: 0; October: A; November: 3; December: 3
2019-08-25 | July: 11; August: 12565.25; September: 0; October: A; November: 3; December: 3
2019-08-25 | July: 12; August: 12665.75; September: 0; October: A; November: 3; December: 3
2019-08-25 | July: 13; August: 12229; September: 0; October: A; November: 3; December: 3
2019-08-25 | July: 14; August: 11632; September: 0; October: A; November: 3; December: 3
2019-08-25 | July: 15; August: 11606.25; September: 0; October: A; November: 3; December: 3
2019-08-25 | July: 16; August: 12311; September: 0; October: A; November: 3; December: 3
2019-08-25 | July: 17; August: 13044.5; September: 0; October: A; November: 2; December: 3
2019-08-25 | July: 18; August: 14126.75; September: 0; October: A; November: 2; December: 3
2019-08-25 | July: 19; August: 13867.5; September: 0; October: A; November: 3; December: 3
2019-08-25 | July: 20; August: 12419.5; September: 0; October: A; November: 3; December: 3
2019-08-25 | July: 21; August: 10753.5; September: 0; October: A; November: 3; December: 3
2019-08-25 | July: 22; August: 9445.5; September: 0; October: A; November: 3; December: 3
2019-08-25 | July: 23; August: 8419.75; September: 0; October: A; November: 3; December: 3
2019-08-26 | July: 0; August: 7923.75; September: 0; October: A; November: 3; December: 3
2019-08-26 | July: 1; August: 7668.25; September: 0; October: A; November: 3; December: 3
2019-08-26 | July: 2; August: 7678.25; September: 0; October: A; November: 3; December: 3
2019-08-26 | July: 3; August: 7983.5; September: 0; October: A; November: 3; December: 3
2019-08-26 | July: 4; August: 8912.5; September: 0; October: A; November: 3; December: 3
2019-08-26 | July: 5; August: 10777.25; September: 0; October: A; November: 3; December: 3
2019-08-26 | July: 6; August: 13426; September: 0; October: A; November: 1; December: 1
2019-08-26 | July: 7; August: 14642.5; September: 0; October: A; November: 1; December: 1
2019-08-26 | July: 8; August: 15326.25; September: 0; October: A; November: 2; December: 1
2019-08-26 | July: 9; August: 16273; September: 0; October: A; November: 2; December: 2
2019-08-26 | July: 10; August: 16168.75; September: 0; October: A; November: 2; December: 2
2019-08-26 | July: 11; August: 16394.5; September: 0; October: A; November: 2; December: 2
2019-08-26 | July: 12; August: 16288.5; September: 0; October: A; November: 2; December: 2
2019-08-26 | July: 13; August: 15493.75; September: 0; October: A; November: 2; December: 2
2019-08-26 | July: 14; August: 15852.5; September: 0; October: A; November: 2; December: 2
2019-08-26 | July: 15; August: 15543.25; September: 0; October: A; November: 2; December: 2
2019-08-26 | July: 16; August: 15848.75; September: 0; October: A; November: 2; December: 2
2019-08-26 | July: 17; August: 15163.75; September: 0; October: A; November: 1; December: 1
2019-08-26 | July: 18; August: 16115.25; September: 0; October: A; November: 1; December: 1
2019-08-26 | July: 19; August: 16124.5; September: 0; October: A; November: 1; December: 2
2019-08-26 | July: 20; August: 14632; September: 0; October: A; November: 2; December: 2
2019-08-26 | July: 21; August: 12787; September: 0; October: A; November: 2; December: 2
2019-08-26 | July: 22; August: 10866.5; September: 0; October: A; November: 3; December: 3
2019-08-26 | July: 23; August: 9647.5; September: 0; October: A; November: 3; December: 3
2019-08-27 | July: 0; August: 9030; September: 0; October: A; November: 3; December: 3
2019-08-27 | July: 1; August: 8507; September: 0; October: A; November: 3; December: 3
2019-08-27 | July: 2; August: 8608; September: 0; October: A; November: 3; December: 3
2019-08-27 | July: 3; August: 8812.75; September: 0; October: A; November: 3; December: 3
2019-08-27 | July: 4; August: 9729.25; September: 0; October: A; November: 3; December: 3
2019-08-27 | July: 5; August: 11669.5; September: 0; October: A; November: 3; December: 3
2019-08-27 | July: 6; August: 14085.25; September: 0; October: A; November: 1; December: 1
2019-08-27 | July: 7; August: 14956.75; September: 0; October: A; November: 1; December: 1
2019-08-27 | July: 8; August: 16213.75; September: 0; October: A; November: 2; December: 1
2019-08-27 | July: 9; August: 16637.75; September: 0; October: A; November: 2; December: 2
2019-08-27 | July: 10; August: 16189.25; September: 0; October: A; November: 2; December: 2
2019-08-27 | July: 11; August: 16417.5; September: 0; October: A; November: 2; December: 2
2019-08-27 | July: 12; August: 16113.5; September: 0; October: A; November: 2; December: 2
2019-08-27 | July: 13; August: 15352.75; September: 0; October: A; November: 2; December: 2
2019-08-27 | July: 14; August: 15509.25; September: 0; October: A; November: 2; December: 2
2019-08-27 | July: 15; August: 15324.5; September: 0; October: A; November: 2; December: 2
2019-08-27 | July: 16; August: 15523.25; September: 0; October: A; November: 2; December: 2
2019-08-27 | July: 17; August: 15381.75; September: 0; October: A; November: 1; December: 1
2019-08-27 | July: 18; August: 16389.5; September: 0; October: A; November: 1; December: 1
2019-08-27 | July: 19; August: 16315.25; September: 0; October: A; November: 1; December: 2
2019-08-27 | July: 20; August: 14707.25; September: 0; October: A; November: 2; December: 2
2019-08-27 | July: 21; August: 12883.5; September: 0; October: A; November: 2; December: 2
2019-08-27 | July: 22; August: 11001; September: 0; October: A; November: 3; December: 3
2019-08-27 | July: 23; August: 9716.5; September: 0; October: A; November: 3; December: 3
2019-08-28 | July: 0; August: 9238.75; September: 0; October: A; November: 3; December: 3
2019-08-28 | July: 1; August: 8687.25; September: 0; October: A; November: 3; December: 3
2019-08-28 | July: 2; August: 8471.25; September: 0; October: A; November: 3; December: 3
2019-08-28 | July: 3; August: 8756.75; September: 0; October: A; November: 3; December: 3
2019-08-28 | July: 4; August: 9849.25; September: 0; October: A; November: 3; December: 3
2019-08-28 | July: 5; August: 11738.5; September: 0; October: A; November: 3; December: 3
2019-08-28 | July: 6; August: 14541.25; September: 0; October: A; November: 1; December: 1
2019-08-28 | July: 7; August: 15390; September: 0; October: A; November: 1; December: 1
2019-08-28 | July: 8; August: 16923; September: 0; October: A; November: 2; December: 1
2019-08-28 | July: 9; August: 16713; September: 0; October: A; November: 2; December: 2
2019-08-28 | July: 10; August: 16246; September: 0; October: A; November: 2; December: 2
2019-08-28 | July: 11; August: 16339.75; September: 0; October: A; November: 2; December: 2
2019-08-28 | July: 12; August: 16275.5; September: 0; October: A; November: 2; December: 2
2019-08-28 | July: 13; August: 15367.5; September: 0; October: A; November: 2; December: 2
2019-08-28 | July: 14; August: 15480.5; September: 0; October: A; November: 2; December: 2
2019-08-28 | July: 15; August: 15418.5; September: 0; October: A; November: 2; December: 2
2019-08-28 | July: 16; August: 15356.75; September: 0; October: A; November: 2; December: 2
2019-08-28 | July: 17; August: 14957.75; September: 0; October: A; November: 1; December: 1
2019-08-28 | July: 18; August: 16240.5; September: 0; October: A; November: 1; December: 1
2019-08-28 | July: 19; August: 16170.5; September: 0; October: A; November: 1; December: 2
2019-08-28 | July: 20; August: 14624.5; September: 0; October: A; November: 2; December: 2
2019-08-28 | July: 21; August: 12922; September: 0; October: A; November: 2; December: 2
2019-08-28 | July: 22; August: 11191.25; September: 0; October: A; November: 3; December: 3
2019-08-28 | July: 23; August: 10112; September: 0; October: A; November: 3; December: 3
2019-08-29 | July: 0; August: 9348.75; September: 0; October: A; November: 3; December: 3
2019-08-29 | July: 1; August: 8619.5; September: 0; October: A; November: 3; December: 3
2019-08-29 | July: 2; August: 8653.75; September: 0; October: A; November: 3; December: 3
2019-08-29 | July: 3; August: 8801.25; September: 0; October: A; November: 3; December: 3
2019-08-29 | July: 4; August: 10015.75; September: 0; October: A; November: 3; December: 3
2019-08-29 | July: 5; August: 11961.75; September: 0; October: A; November: 3; December: 3
2019-08-29 | July: 6; August: 14583.75; September: 0; October: A; November: 1; December: 1
2019-08-29 | July: 7; August: 15519.5; September: 0; October: A; November: 1; December: 1
2019-08-29 | July: 8; August: 16694.5; September: 0; October: A; November: 2; December: 1
2019-08-29 | July: 9; August: 17020.75; September: 0; October: A; November: 2; December: 2
2019-08-29 | July: 10; August: 16437.5; September: 0; October: A; November: 2; December: 2
2019-08-29 | July: 11; August: 16222; September: 0; October: A; November: 2; December: 2
2019-08-29 | July: 12; August: 16445.75; September: 0; October: A; November: 2; December: 2
2019-08-29 | July: 13; August: 15690.25; September: 0; October: A; November: 2; December: 2
2019-08-29 | July: 14; August: 16001.75; September: 0; October: A; November: 2; December: 2
2019-08-29 | July: 15; August: 15615.75; September: 0; October: A; November: 2; December: 2
2019-08-29 | July: 16; August: 15743; September: 0; October: A; November: 2; December: 2
2019-08-29 | July: 17; August: 15127.5; September: 0; October: A; November: 1; December: 1
2019-08-29 | July: 18; August: 16335; September: 0; October: A; November: 1; December: 1
2019-08-29 | July: 19; August: 16305; September: 0; October: A; November: 1; December: 2
2019-08-29 | July: 20; August: 14793.75; September: 0; October: A; November: 2; December: 2
2019-08-29 | July: 21; August: 13129; September: 0; October: A; November: 2; December: 2
2019-08-29 | July: 22; August: 11295.5; September: 0; October: A; November: 3; December: 3
2019-08-29 | July: 23; August: 10037.25; September: 0; October: A; November: 3; December: 3
2019-08-30 | July: 0; August: 9180.75; September: 0; October: A; November: 3; December: 3
2019-08-30 | July: 1; August: 8730.25; September: 0; October: A; November: 3; December: 3
2019-08-30 | July: 2; August: 8909.25; September: 0; October: A; November: 3; December: 3
2019-08-30 | July: 3; August: 9234.75; September: 0; October: A; November: 3; December: 3
2019-08-30 | July: 4; August: 10246.75; September: 0; October: A; November: 3; December: 3
2019-08-30 | July: 5; August: 11996.75; September: 0; October: A; November: 3; December: 3
2019-08-30 | July: 6; August: 14548.75; September: 0; October: A; November: 1; December: 1
2019-08-30 | July: 7; August: 15441.75; September: 0; October: A; November: 1; December: 1
2019-08-30 | July: 8; August: 16909; September: 0; October: A; November: 2; December: 1
2019-08-30 | July: 9; August: 17628.5; September: 0; October: A; November: 2; December: 2
2019-08-30 | July: 10; August: 17339.75; September: 0; October: A; November: 2; December: 2
2019-08-30 | July: 11; August: 17367.5; September: 0; October: A; November: 2; December: 2
2019-08-30 | July: 12; August: 16407; September: 0; October: A; November: 2; December: 2
2019-08-30 | July: 13; August: 15660.5; September: 0; October: A; November: 2; December: 2
2019-08-30 | July: 14; August: 15328.5; September: 0; October: A; November: 2; December: 2
2019-08-30 | July: 15; August: 14531.5; September: 0; October: A; November: 2; December: 2
2019-08-30 | July: 16; August: 14375; September: 0; October: A; November: 2; December: 2
2019-08-30 | July: 17; August: 14395.25; September: 0; October: A; November: 1; December: 1
2019-08-30 | July: 18; August: 14965; September: 0; October: A; November: 1; December: 1
2019-08-30 | July: 19; August: 15118.5; September: 0; October: A; November: 1; December: 2
2019-08-30 | July: 20; August: 13808.5; September: 0; October: A; November: 2; December: 2
2019-08-30 | July: 21; August: 12556.75; September: 0; October: A; November: 2; December: 2
2019-08-30 | July: 22; August: 11229.75; September: 0; October: A; November: 3; December: 3
2019-08-30 | July: 23; August: 10339.25; September: 0; October: A; November: 3; December: 3
2019-08-31 | July: 0; August: 9262.5; September: 0; October: A; November: 3; December: 3
2019-08-31 | July: 1; August: 8393.25; September: 0; October: A; November: 3; December: 3
2019-08-31 | July: 2; August: 8474.75; September: 0; October: A; November: 3; December: 3
2019-08-31 | July: 3; August: 8631.5; September: 0; October: A; November: 3; December: 3
2019-08-31 | July: 4; August: 8729.5; September: 0; October: A; November: 3; December: 3
2019-08-31 | July: 5; August: 9539.75; September: 0; October: A; November: 3; December: 3
2019-08-31 | July: 6; August: 10481.5; September: 0; October: A; November: 3; December: 3
2019-08-31 | July: 7; August: 11640.25; September: 0; October: A; November: 2; December: 2
2019-08-31 | July: 8; August: 13672.25; September: 0; October: A; November: 2; December: 2
2019-08-31 | July: 9; August: 14280; September: 0; October: A; November: 2; December: 2
2019-08-31 | July: 10; August: 14940; September: 0; October: A; November: 2; December: 2
2019-08-31 | July: 11; August: 14540.25; September: 0; October: A; November: 2; December: 2
2019-08-31 | July: 12; August: 13582.5; September: 0; October: A; November: 3; December: 3
2019-08-31 | July: 13; August: 12806; September: 0; October: A; November: 3; December: 3
2019-08-31 | July: 14; August: 12184; September: 0; October: A; November: 3; December: 3
2019-08-31 | July: 15; August: 11950; September: 0; October: A; November: 3; December: 3
2019-08-31 | July: 16; August: 12224.75; September: 0; October: A; November: 3; December: 3
2019-08-31 | July: 17; August: 12564.25; September: 0; October: A; November: 2; December: 3
2019-08-31 | July: 18; August: 13391.5; September: 0; October: A; November: 2; December: 2
2019-08-31 | July: 19; August: 13142; September: 0; October: A; November: 3; December: 2
2019-08-31 | July: 20; August: 12062.25; September: 0; October: A; November: 3; December: 3
2019-08-31 | July: 21; August: 10980.5; September: 0; October: A; November: 3; December: 3
2019-08-31 | July: 22; August: 10070; September: 0; October: A; November: 3; December: 3
2019-08-31 | July: 23; August: 8978.75; September: 0; October: A; November: 3; December: 3
2019-09-01 | July: 0; August: 8275.5; September: 0; October: B; November: 3; December: 3
2019-09-01 | July: 1; August: 7725.25; September: 0; October: B; November: 3; December: 3
2019-09-01 | July: 2; August: 7533.5; September: 0; October: B; November: 3; December: 3
2019-09-01 | July: 3; August: 7674.5; September: 0; October: B; November: 3; December: 3
2019-09-01 | July: 4; August: 7920.75; September: 0; October: B; November: 3; December: 3
2019-09-01 | July: 5; August: 8209.25; September: 0; October: B; November: 3; December: 3
2019-09-01 | July: 6; August: 9021; September: 0; October: B; November: 3; December: 3
2019-09-01 | July: 7; August: 10254; September: 0; October: B; November: 3; December: 3
2019-09-01 | July: 8; August: 11647.5; September: 0; October: B; November: 3; December: 3
2019-09-01 | July: 9; August: 12601; September: 0; October: B; November: 3; December: 3
2019-09-01 | July: 10; August: 13167.75; September: 0; October: B; November: 3; December: 3
2019-09-01 | July: 11; August: 13278.5; September: 0; October: B; November: 3; December: 3
2019-09-01 | July: 12; August: 12968.75; September: 0; October: B; November: 3; December: 3
2019-09-01 | July: 13; August: 12270.5; September: 0; October: B; November: 3; December: 3
2019-09-01 | July: 14; August: 11707.5; September: 0; October: B; November: 3; December: 3
2019-09-01 | July: 15; August: 11346; September: 0; October: B; November: 3; December: 3
2019-09-01 | July: 16; August: 11686.75; September: 0; October: B; November: 3; December: 3
2019-09-01 | July: 17; August: 12292.5; September: 0; October: B; November: 3; December: 3
2019-09-01 | July: 18; August: 13411.25; September: 0; October: B; November: 2; December: 3
2019-09-01 | July: 19; August: 14066.75; September: 0; October: B; November: 2; December: 3
2019-09-01 | July: 20; August: 12745.75; September: 0; October: B; November: 3; December: 3
2019-09-01 | July: 21; August: 11095.75; September: 0; October: B; November: 3; December: 3
2019-09-01 | July: 22; August: 9722.75; September: 0; October: B; November: 3; December: 3
2019-09-01 | July: 23; August: 8545.25; September: 0; October: B; November: 3; December: 3
2019-09-02 | July: 0; August: 7967.5; September: 0; October: B; November: 3; December: 3
2019-09-02 | July: 1; August: 7494; September: 0; October: B; November: 3; December: 3
2019-09-02 | July: 2; August: 7402.25; September: 0; October: B; November: 3; December: 3
2019-09-02 | July: 3; August: 7838; September: 0; October: B; November: 3; December: 3
2019-09-02 | July: 4; August: 8709.5; September: 0; October: B; November: 3; December: 3
2019-09-02 | July: 5; August: 10678.25; September: 0; October: B; November: 3; December: 3
2019-09-02 | July: 6; August: 13544.75; September: 0; October: B; November: 2; December: 2
2019-09-02 | July: 7; August: 14774.75; September: 0; October: B; November: 1; December: 1
2019-09-02 | July: 8; August: 15424; September: 0; October: B; November: 1; December: 1
2019-09-02 | July: 9; August: 15708.75; September: 0; October: B; November: 2; December: 1
2019-09-02 | July: 10; August: 15300.75; September: 0; October: B; November: 2; December: 2
2019-09-02 | July: 11; August: 15409.75; September: 0; October: B; November: 2; December: 2
2019-09-02 | July: 12; August: 15115.75; September: 0; October: B; November: 2; December: 2
2019-09-02 | July: 13; August: 14314.75; September: 0; October: B; November: 2; December: 2
2019-09-02 | July: 14; August: 14708.25; September: 0; October: B; November: 2; December: 2
2019-09-02 | July: 15; August: 14597; September: 0; October: B; November: 2; December: 2
2019-09-02 | July: 16; August: 14738; September: 0; October: B; November: 2; December: 2
2019-09-02 | July: 17; August: 14290; September: 0; October: B; November: 2; December: 2
2019-09-02 | July: 18; August: 15612.5; September: 0; October: B; November: 1; December: 1
2019-09-02 | July: 19; August: 16032; September: 0; October: B; November: 1; December: 1
2019-09-02 | July: 20; August: 14324.75; September: 0; October: B; November: 1; December: 2
2019-09-02 | July: 21; August: 12667.25; September: 0; October: B; November: 2; December: 2
2019-09-02 | July: 22; August: 10684; September: 0; October: B; November: 3; December: 3
2019-09-02 | July: 23; August: 9764; September: 0; October: B; November: 3; December: 3
2019-09-03 | July: 0; August: 9201.25; September: 0; October: B; November: 3; December: 3
2019-09-03 | July: 1; August: 8389; September: 0; October: B; November: 3; December: 3
2019-09-03 | July: 2; August: 8617; September: 0; October: B; November: 3; December: 3
2019-09-03 | July: 3; August: 8636.75; September: 0; October: B; November: 3; December: 3
2019-09-03 | July: 4; August: 9448.75; September: 0; October: B; November: 3; December: 3
2019-09-03 | July: 5; August: 11378; September: 0; October: B; November: 3; December: 3
2019-09-03 | July: 6; August: 13824.5; September: 0; October: B; November: 2; December: 2
2019-09-03 | July: 7; August: 14707; September: 0; October: B; November: 1; December: 1
2019-09-03 | July: 8; August: 15562.5; September: 0; October: B; November: 1; December: 1
2019-09-03 | July: 9; August: 15823.75; September: 0; October: B; November: 2; December: 1
2019-09-03 | July: 10; August: 15454.25; September: 0; October: B; November: 2; December: 2
2019-09-03 | July: 11; August: 15497.25; September: 0; October: B; November: 2; December: 2
2019-09-03 | July: 12; August: 15421.25; September: 0; October: B; November: 2; December: 2
2019-09-03 | July: 13; August: 14790.25; September: 0; October: B; November: 2; December: 2
2019-09-03 | July: 14; August: 14883.75; September: 0; October: B; November: 2; December: 2
2019-09-03 | July: 15; August: 14849.5; September: 0; October: B; November: 2; December: 2
2019-09-03 | July: 16; August: 15019; September: 0; October: B; November: 2; December: 2
2019-09-03 | July: 17; August: 14618.25; September: 0; October: B; November: 2; December: 2
2019-09-03 | July: 18; August: 15600.75; September: 0; October: B; November: 1; December: 1
2019-09-03 | July: 19; August: 15770.5; September: 0; October: B; November: 1; December: 1
2019-09-03 | July: 20; August: 13957.25; September: 0; October: B; November: 1; December: 2
2019-09-03 | July: 21; August: 12274.75; September: 0; October: B; November: 2; December: 2
2019-09-03 | July: 22; August: 10614.5; September: 0; October: B; November: 3; December: 3
2019-09-03 | July: 23; August: 9562.25; September: 0; October: B; November: 3; December: 3
2019-09-04 | July: 0; August: 8898.25; September: 0; October: B; November: 3; December: 3
2019-09-04 | July: 1; August: 8475.5; September: 0; October: B; November: 3; December: 3
2019-09-04 | July: 2; August: 8551.75; September: 0; October: B; November: 3; December: 3
2019-09-04 | July: 3; August: 8748.5; September: 0; October: B; November: 3; December: 3
2019-09-04 | July: 4; August: 9798; September: 0; October: B; November: 3; December: 3
2019-09-04 | July: 5; August: 11608.5; September: 0; October: B; November: 3; December: 3
2019-09-04 | July: 6; August: 13677; September: 0; October: B; November: 2; December: 2
2019-09-04 | July: 7; August: 14645.25; September: 0; October: B; November: 1; December: 1
2019-09-04 | July: 8; August: 15378.25; September: 0; October: B; November: 1; December: 1
2019-09-04 | July: 9; August: 15651.5; September: 0; October: B; November: 2; December: 1
2019-09-04 | July: 10; August: 15150.75; September: 0; October: B; November: 2; December: 2
2019-09-04 | July: 11; August: 15324.25; September: 0; October: B; November: 2; December: 2
2019-09-04 | July: 12; August: 15217.75; September: 0; October: B; November: 2; December: 2
2019-09-04 | July: 13; August: 14495.75; September: 0; October: B; November: 2; December: 2
2019-09-04 | July: 14; August: 14697.5; September: 0; October: B; November: 2; December: 2
2019-09-04 | July: 15; August: 14821.25; September: 0; October: B; November: 2; December: 2
2019-09-04 | July: 16; August: 14804.5; September: 0; October: B; November: 2; December: 2
2019-09-04 | July: 17; August: 14559.75; September: 0; October: B; November: 2; December: 2
2019-09-04 | July: 18; August: 15425; September: 0; October: B; November: 1; December: 1
2019-09-04 | July: 19; August: 15543.5; September: 0; October: B; November: 1; December: 1
2019-09-04 | July: 20; August: 14021.25; September: 0; October: B; November: 1; December: 2
2019-09-04 | July: 21; August: 12261.75; September: 0; October: B; November: 2; December: 2
2019-09-04 | July: 22; August: 10587; September: 0; October: B; November: 3; December: 3
2019-09-04 | July: 23; August: 9520.5; September: 0; October: B; November: 3; December: 3
2019-09-05 | July: 0; August: 8729.25; September: 0; October: B; November: 3; December: 3
2019-09-05 | July: 1; August: 8307.5; September: 0; October: B; November: 3; December: 3
2019-09-05 | July: 2; August: 8296.25; September: 0; October: B; November: 3; December: 3
2019-09-05 | July: 3; August: 8494; September: 0; October: B; November: 3; December: 3
2019-09-05 | July: 4; August: 9254.5; September: 0; October: B; November: 3; December: 3
2019-09-05 | July: 5; August: 11247.25; September: 0; October: B; November: 3; December: 3
2019-09-05 | July: 6; August: 13496.75; September: 0; October: B; November: 2; December: 2
2019-09-05 | July: 7; August: 14241.75; September: 0; October: B; November: 1; December: 1
2019-09-05 | July: 8; August: 15227.75; September: 0; October: B; November: 1; December: 1
2019-09-05 | July: 9; August: 15540; September: 0; October: B; November: 2; December: 1
2019-09-05 | July: 10; August: 15081.25; September: 0; October: B; November: 2; December: 2
2019-09-05 | July: 11; August: 15129.25; September: 0; October: B; November: 2; December: 2
2019-09-05 | July: 12; August: 14929; September: 0; October: B; November: 2; December: 2
2019-09-05 | July: 13; August: 14395; September: 0; October: B; November: 2; December: 2
2019-09-05 | July: 14; August: 14740.25; September: 0; October: B; November: 2; December: 2
2019-09-05 | July: 15; August: 14625; September: 0; October: B; November: 2; December: 2
2019-09-05 | July: 16; August: 14742; September: 0; October: B; November: 2; December: 2
2019-09-05 | July: 17; August: 14071.5; September: 0; October: B; November: 2; December: 2
2019-09-05 | July: 18; August: 14875.5; September: 0; October: B; November: 1; December: 1
2019-09-05 | July: 19; August: 15270.5; September: 0; October: B; November: 1; December: 1
2019-09-05 | July: 20; August: 13710.25; September: 0; October: B; November: 1; December: 2
2019-09-05 | July: 21; August: 12243; September: 0; October: B; November: 2; December: 2
2019-09-05 | July: 22; August: 10517.25; September: 0; October: B; November: 3; December: 3
2019-09-05 | July: 23; August: 9362; September: 0; October: B; November: 3; December: 3
2019-09-06 | July: 0; August: 8687.5; September: 0; October: B; November: 3; December: 3
2019-09-06 | July: 1; August: 8302.25; September: 0; October: B; November: 3; December: 3
2019-09-06 | July: 2; August: 8308; September: 0; October: B; November: 3; December: 3
2019-09-06 | July: 3; August: 8410.75; September: 0; October: B; November: 3; December: 3
2019-09-06 | July: 4; August: 9394.25; September: 0; October: B; November: 3; December: 3
2019-09-06 | July: 5; August: 11155.75; September: 0; October: B; November: 3; December: 3
2019-09-06 | July: 6; August: 13281.5; September: 0; October: B; November: 2; December: 2
2019-09-06 | July: 7; August: 14193.25; September: 0; October: B; November: 1; December: 1
2019-09-06 | July: 8; August: 15124.25; September: 0; October: B; November: 1; December: 1
2019-09-06 | July: 9; August: 15538; September: 0; October: B; November: 2; December: 1
2019-09-06 | July: 10; August: 15013.75; September: 0; October: B; November: 2; December: 2
2019-09-06 | July: 11; August: 15124; September: 0; October: B; November: 2; December: 2
2019-09-06 | July: 12; August: 14596.25; September: 0; October: B; November: 2; December: 2
2019-09-06 | July: 13; August: 13883.25; September: 0; October: B; November: 2; December: 2
2019-09-06 | July: 14; August: 13793.5; September: 0; October: B; November: 2; December: 2
2019-09-06 | July: 15; August: 13446.25; September: 0; October: B; November: 2; December: 2
2019-09-06 | July: 16; August: 13190; September: 0; October: B; November: 2; December: 2
2019-09-06 | July: 17; August: 13159.5; September: 0; October: B; November: 2; December: 2
2019-09-06 | July: 18; August: 13466.75; September: 0; October: B; November: 1; December: 1
2019-09-06 | July: 19; August: 13650; September: 0; October: B; November: 1; December: 1
2019-09-06 | July: 20; August: 12350.25; September: 0; October: B; November: 1; December: 2
2019-09-06 | July: 21; August: 11265.5; September: 0; October: B; November: 2; December: 2
2019-09-06 | July: 22; August: 10166.5; September: 0; October: B; November: 3; December: 3
2019-09-06 | July: 23; August: 9233; September: 0; October: B; November: 3; December: 3
2019-09-07 | July: 0; August: 8574.25; September: 0; October: B; November: 3; December: 3
2019-09-07 | July: 1; August: 8104; September: 0; October: B; November: 3; December: 3
2019-09-07 | July: 2; August: 7917.5; September: 0; October: B; November: 3; December: 3
2019-09-07 | July: 3; August: 8057; September: 0; October: B; November: 3; December: 3
2019-09-07 | July: 4; August: 8393.5; September: 0; October: B; November: 3; December: 3
2019-09-07 | July: 5; August: 8983; September: 0; October: B; November: 3; December: 3
2019-09-07 | July: 6; August: 9978.25; September: 0; October: B; November: 3; December: 3
2019-09-07 | July: 7; August: 11583; September: 0; October: B; November: 2; December: 2
2019-09-07 | July: 8; August: 13322.75; September: 0; October: B; November: 2; December: 2
2019-09-07 | July: 9; August: 14053; September: 0; October: B; November: 2; December: 2
2019-09-07 | July: 10; August: 14076.5; September: 0; October: B; November: 2; December: 2
2019-09-07 | July: 11; August: 13950.25; September: 0; October: B; November: 2; December: 2
2019-09-07 | July: 12; August: 13551.25; September: 0; October: B; November: 3; December: 3
2019-09-07 | July: 13; August: 12742; September: 0; October: B; November: 3; December: 3
2019-09-07 | July: 14; August: 12292; September: 0; October: B; November: 3; December: 3
2019-09-07 | July: 15; August: 12115.25; September: 0; October: B; November: 3; December: 3
2019-09-07 | July: 16; August: 12290; September: 0; October: B; November: 3; December: 3
2019-09-07 | July: 17; August: 12209.75; September: 0; October: B; November: 3; December: 3
2019-09-07 | July: 18; August: 12437.5; September: 0; October: B; November: 2; December: 2
2019-09-07 | July: 19; August: 12486; September: 0; October: B; November: 2; December: 2
2019-09-07 | July: 20; August: 11655.75; September: 0; October: B; November: 3; December: 3
2019-09-07 | July: 21; August: 10624.25; September: 0; October: B; November: 3; December: 3
2019-09-07 | July: 22; August: 9785.5; September: 0; October: B; November: 3; December: 3
2019-09-07 | July: 23; August: 8923.5; September: 0; October: B; November: 3; December: 3
2019-09-08 | July: 0; August: 8282.75; September: 0; October: B; November: 3; December: 3
2019-09-08 | July: 1; August: 7915.5; September: 0; October: B; November: 3; December: 3
2019-09-08 | July: 2; August: 7690.75; September: 0; October: B; November: 3; December: 3
2019-09-08 | July: 3; August: 7813; September: 0; October: B; November: 3; December: 3
2019-09-08 | July: 4; August: 8072; September: 0; October: B; November: 3; December: 3
2019-09-08 | July: 5; August: 8239.25; September: 0; October: B; November: 3; December: 3
2019-09-08 | July: 6; August: 8827.5; September: 0; October: B; November: 3; December: 3
2019-09-08 | July: 7; August: 9973.25; September: 0; October: B; November: 3; December: 3
2019-09-08 | July: 8; August: 11652.5; September: 0; October: B; November: 3; December: 3
2019-09-08 | July: 9; August: 12090.75; September: 0; October: B; November: 3; December: 3
2019-09-08 | July: 10; August: 12566; September: 0; October: B; November: 3; December: 3
2019-09-08 | July: 11; August: 12581.5; September: 0; October: B; November: 3; December: 3
2019-09-08 | July: 12; August: 12565.75; September: 0; October: B; November: 3; December: 3
2019-09-08 | July: 13; August: 11939.5; September: 0; October: B; November: 3; December: 3
2019-09-08 | July: 14; August: 11376.5; September: 0; October: B; November: 3; December: 3
2019-09-08 | July: 15; August: 11205; September: 0; October: B; November: 3; December: 3
2019-09-08 | July: 16; August: 11532; September: 0; October: B; November: 3; December: 3
2019-09-08 | July: 17; August: 11910.25; September: 0; October: B; November: 3; December: 3
2019-09-08 | July: 18; August: 12695.5; September: 0; October: B; November: 2; December: 3
2019-09-08 | July: 19; August: 13269; September: 0; October: B; November: 2; December: 3
2019-09-08 | July: 20; August: 11990.5; September: 0; October: B; November: 3; December: 3
2019-09-08 | July: 21; August: 10583.25; September: 0; October: B; November: 3; December: 3
2019-09-08 | July: 22; August: 9250.75; September: 0; October: B; November: 3; December: 3
2019-09-08 | July: 23; August: 8231; September: 0; October: B; November: 3; December: 3
2019-09-09 | July: 0; August: 7867.5; September: 0; October: B; November: 3; December: 3
2019-09-09 | July: 1; August: 7566.75; September: 0; October: B; November: 3; December: 3
2019-09-09 | July: 2; August: 7487.75; September: 0; October: B; November: 3; December: 3
2019-09-09 | July: 3; August: 7808; September: 0; October: B; November: 3; December: 3
2019-09-09 | July: 4; August: 8603.5; September: 0; October: B; November: 3; December: 3
2019-09-09 | July: 5; August: 10225.5; September: 0; October: B; November: 3; December: 3
2019-09-09 | July: 6; August: 10688.5; September: 0; October: B; November: 2; December: 2
2019-09-09 | July: 7; August: 7634; September: 0; October: B; November: 1; December: 1
2019-09-09 | July: 8; August: 15229.25; September: 0; October: B; November: 1; December: 1
2019-09-09 | July: 9; August: 15143; September: 0; October: B; November: 2; December: 1
2019-09-09 | July: 10; August: 14780; September: 0; October: B; November: 2; December: 2
2019-09-09 | July: 11; August: 15047; September: 0; October: B; November: 2; December: 2
2019-09-09 | July: 12; August: 14797; September: 0; October: B; November: 2; December: 2
2019-09-09 | July: 13; August: 14345.25; September: 0; October: B; November: 2; December: 2
2019-09-09 | July: 14; August: 14726.75; September: 0; October: B; November: 2; December: 2
2019-09-09 | July: 15; August: 14894.75; September: 0; October: B; November: 2; December: 2
2019-09-09 | July: 16; August: 14931.5; September: 0; October: B; November: 2; December: 2
2019-09-09 | July: 17; August: 14378; September: 0; October: B; November: 2; December: 2
2019-09-09 | July: 18; August: 15052.5; September: 0; October: B; November: 1; December: 1
2019-09-09 | July: 19; August: 14960.25; September: 0; October: B; November: 1; December: 1
2019-09-09 | July: 20; August: 13247; September: 0; October: B; November: 1; December: 2
2019-09-09 | July: 21; August: 11492.75; September: 0; October: B; November: 2; December: 2
2019-09-09 | July: 22; August: 10025.25; September: 0; October: B; November: 3; December: 3
2019-09-09 | July: 23; August: 9081.25; September: 0; October: B; November: 3; December: 3
2019-09-10 | July: 0; August: 8585.5; September: 0; October: B; November: 3; December: 3
2019-09-10 | July: 1; August: 8191.25; September: 0; October: B; November: 3; December: 3
2019-09-10 | July: 2; August: 8346.75; September: 0; October: B; November: 3; December: 3
2019-09-10 | July: 3; August: 8478; September: 0; October: B; November: 3; December: 3
2019-09-10 | July: 4; August: 9228; September: 0; October: B; November: 3; December: 3
2019-09-10 | July: 5; August: 11208.75; September: 0; October: B; November: 3; December: 3
2019-09-10 | July: 6; August: 13323.25; September: 0; October: B; November: 2; December: 2
2019-09-10 | July: 7; August: 13542; September: 0; October: B; November: 1; December: 1
2019-09-10 | July: 8; August: 14525.5; September: 0; October: B; November: 1; December: 1
2019-09-10 | July: 9; August: 14979.75; September: 0; October: B; November: 2; December: 1
2019-09-10 | July: 10; August: 14725; September: 0; October: B; November: 2; December: 2
2019-09-10 | July: 11; August: 14922.5; September: 0; October: B; November: 2; December: 2
2019-09-10 | July: 12; August: 14869.5; September: 0; October: B; November: 2; December: 2
2019-09-10 | July: 13; August: 14239.25; September: 0; October: B; November: 2; December: 2
2019-09-10 | July: 14; August: 14535.5; September: 0; October: B; November: 2; December: 2
2019-09-10 | July: 15; August: 14576.5; September: 0; October: B; November: 2; December: 2
2019-09-10 | July: 16; August: 14546.75; September: 0; October: B; November: 2; December: 2
2019-09-10 | July: 17; August: 14449.5; September: 0; October: B; November: 2; December: 2
2019-09-10 | July: 18; August: 15317; September: 0; October: B; November: 1; December: 1
2019-09-10 | July: 19; August: 15003.5; September: 0; October: B; November: 1; December: 1
2019-09-10 | July: 20; August: 13253; September: 0; October: B; November: 1; December: 2
2019-09-10 | July: 21; August: 11710; September: 0; October: B; November: 2; December: 2
2019-09-10 | July: 22; August: 10229.5; September: 0; October: B; November: 3; December: 3
2019-09-10 | July: 23; August: 9194.5; September: 0; October: B; November: 3; December: 3
2019-09-11 | July: 0; August: 8620; September: 0; October: B; November: 3; December: 3
2019-09-11 | July: 1; August: 8165; September: 0; October: B; November: 3; December: 3
2019-09-11 | July: 2; August: 8169.25; September: 0; October: B; November: 3; December: 3
2019-09-11 | July: 3; August: 8572.25; September: 0; October: B; November: 3; December: 3
2019-09-11 | July: 4; August: 9389.75; September: 0; October: B; November: 3; December: 3
2019-09-11 | July: 5; August: 11034.75; September: 0; October: B; November: 3; December: 3
2019-09-11 | July: 6; August: 13207; September: 0; October: B; November: 2; December: 2
2019-09-11 | July: 7; August: 13720.75; September: 0; October: B; November: 1; December: 1
2019-09-11 | July: 8; August: 14684.25; September: 0; October: B; November: 1; December: 1
2019-09-11 | July: 9; August: 15071.5; September: 0; October: B; November: 2; December: 1
2019-09-11 | July: 10; August: 14652; September: 0; October: B; November: 2; December: 2
2019-09-11 | July: 11; August: 14799.75; September: 0; October: B; November: 2; December: 2
2019-09-11 | July: 12; August: 14845.75; September: 0; October: B; November: 2; December: 2
2019-09-11 | July: 13; August: 14390.5; September: 0; October: B; November: 2; December: 2
2019-09-11 | July: 14; August: 14650.75; September: 0; October: B; November: 2; December: 2
2019-09-11 | July: 15; August: 14766.5; September: 0; October: B; November: 2; December: 2
2019-09-11 | July: 16; August: 14961.5; September: 0; October: B; November: 2; December: 2
2019-09-11 | July: 17; August: 14455.25; September: 0; October: B; November: 2; December: 2
2019-09-11 | July: 18; August: 15211.5; September: 0; October: B; November: 1; December: 1
2019-09-11 | July: 19; August: 14886.5; September: 0; October: B; November: 1; December: 1
2019-09-11 | July: 20; August: 13178.75; September: 0; October: B; November: 1; December: 2
2019-09-11 | July: 21; August: 11868; September: 0; October: B; November: 2; December: 2
2019-09-11 | July: 22; August: 10298.75; September: 0; October: B; November: 3; December: 3
2019-09-11 | July: 23; August: 9483.25; September: 0; October: B; November: 3; December: 3
2019-09-12 | July: 0; August: 8786; September: 0; October: B; November: 3; December: 3
2019-09-12 | July: 1; August: 8224.5; September: 0; October: B; November: 3; December: 3
2019-09-12 | July: 2; August: 8431.25; September: 0; October: B; November: 3; December: 3
2019-09-12 | July: 3; August: 8496.5; September: 0; October: B; November: 3; December: 3
2019-09-12 | July: 4; August: 9164.25; September: 0; October: B; November: 3; December: 3
2019-09-12 | July: 5; August: 10858.75; September: 0; October: B; November: 3; December: 3
2019-09-12 | July: 6; August: 13221.75; September: 0; October: B; November: 2; December: 2
2019-09-12 | July: 7; August: 14133.5; September: 0; October: B; November: 1; December: 1
2019-09-12 | July: 8; August: 15340.25; September: 0; October: B; November: 1; December: 1
2019-09-12 | July: 9; August: 15934; September: 0; October: B; November: 2; December: 1
2019-09-12 | July: 10; August: 15790; September: 0; October: B; November: 2; December: 2
2019-09-12 | July: 11; August: 15838.25; September: 0; October: B; November: 2; December: 2
2019-09-12 | July: 12; August: 15555.25; September: 0; October: B; November: 2; December: 2
2019-09-12 | July: 13; August: 14965; September: 0; October: B; November: 2; December: 2
2019-09-12 | July: 14; August: 15212.25; September: 0; October: B; November: 2; December: 2
2019-09-12 | July: 15; August: 14876; September: 0; October: B; November: 2; December: 2
2019-09-12 | July: 16; August: 14910; September: 0; October: B; November: 2; December: 2
2019-09-12 | July: 17; August: 14516; September: 0; October: B; November: 2; December: 2
2019-09-12 | July: 18; August: 15552.75; September: 0; October: B; November: 1; December: 1
2019-09-12 | July: 19; August: 15644.75; September: 0; October: B; November: 1; December: 1
2019-09-12 | July: 20; August: 13753; September: 0; October: B; November: 1; December: 2
2019-09-12 | July: 21; August: 12280.75; September: 0; October: B; November: 2; December: 2
2019-09-12 | July: 22; August: 10523.5; September: 0; October: B; November: 3; December: 3
2019-09-12 | July: 23; August: 9427.5; September: 0; October: B; November: 3; December: 3
2019-09-13 | July: 0; August: 8905.25; September: 0; October: B; November: 3; December: 3
2019-09-13 | July: 1; August: 8336; September: 0; October: B; November: 3; December: 3
2019-09-13 | July: 2; August: 8452.5; September: 0; October: B; November: 3; December: 3
2019-09-13 | July: 3; August: 8700; September: 0; October: B; November: 3; December: 3
2019-09-13 | July: 4; August: 9503.75; September: 0; October: B; November: 3; December: 3
2019-09-13 | July: 5; August: 11349.25; September: 0; October: B; November: 3; December: 3
2019-09-13 | July: 6; August: 13553.75; September: 0; October: B; November: 2; December: 2
2019-09-13 | July: 7; August: 14294.75; September: 0; October: B; November: 1; December: 1
2019-09-13 | July: 8; August: 15697.75; September: 0; October: B; November: 1; December: 1
2019-09-13 | July: 9; August: 15743.25; September: 0; October: B; November: 2; December: 1
2019-09-13 | July: 10; August: 15181.25; September: 0; October: B; November: 2; December: 2
2019-09-13 | July: 11; August: 15240.25; September: 0; October: B; November: 2; December: 2
2019-09-13 | July: 12; August: 14858.5; September: 0; October: B; November: 2; December: 2
2019-09-13 | July: 13; August: 14092.75; September: 0; October: B; November: 2; December: 2
2019-09-13 | July: 14; August: 14001.75; September: 0; October: B; November: 2; December: 2
2019-09-13 | July: 15; August: 13530; September: 0; October: B; November: 2; December: 2
2019-09-13 | July: 16; August: 13270; September: 0; October: B; November: 2; December: 2
2019-09-13 | July: 17; August: 13251.75; September: 0; October: B; November: 2; December: 2
2019-09-13 | July: 18; August: 13788; September: 0; October: B; November: 1; December: 1
2019-09-13 | July: 19; August: 14008; September: 0; October: B; November: 1; December: 1
2019-09-13 | July: 20; August: 12494; September: 0; October: B; November: 1; December: 2
2019-09-13 | July: 21; August: 11265.25; September: 0; October: B; November: 2; December: 2
2019-09-13 | July: 22; August: 10062; September: 0; October: B; November: 3; December: 3
2019-09-13 | July: 23; August: 9079; September: 0; October: B; November: 3; December: 3
2019-09-14 | July: 0; August: 8403.75; September: 0; October: B; November: 3; December: 3
2019-09-14 | July: 1; August: 7993.25; September: 0; October: B; November: 3; December: 3
2019-09-14 | July: 2; August: 7848.5; September: 0; October: B; November: 3; December: 3
2019-09-14 | July: 3; August: 8054; September: 0; October: B; November: 3; December: 3
2019-09-14 | July: 4; August: 8300.75; September: 0; October: B; November: 3; December: 3
2019-09-14 | July: 5; August: 8863.5; September: 0; October: B; November: 3; December: 3
2019-09-14 | July: 6; August: 9809; September: 0; October: B; November: 3; December: 3
2019-09-14 | July: 7; August: 11187; September: 0; October: B; November: 2; December: 2
2019-09-14 | July: 8; August: 13284; September: 0; October: B; November: 2; December: 2
2019-09-14 | July: 9; August: 13996.5; September: 0; October: B; November: 2; December: 2
2019-09-14 | July: 10; August: 13759.25; September: 0; October: B; November: 2; December: 2
2019-09-14 | July: 11; August: 13544.5; September: 0; October: B; November: 2; December: 2
2019-09-14 | July: 12; August: 13006.5; September: 0; October: B; November: 3; December: 3
2019-09-14 | July: 13; August: 12319.5; September: 0; October: B; November: 3; December: 3
2019-09-14 | July: 14; August: 11656.75; September: 0; October: B; November: 3; December: 3
2019-09-14 | July: 15; August: 11432.5; September: 0; October: B; November: 3; December: 3
2019-09-14 | July: 16; August: 11509; September: 0; October: B; November: 3; December: 3
2019-09-14 | July: 17; August: 11453.25; September: 0; October: B; November: 3; December: 3
2019-09-14 | July: 18; August: 12178.5; September: 0; October: B; November: 2; December: 2
2019-09-14 | July: 19; August: 12297; September: 0; October: B; November: 2; December: 2
2019-09-14 | July: 20; August: 11413; September: 0; October: B; November: 3; December: 3
2019-09-14 | July: 21; August: 10427.75; September: 0; October: B; November: 3; December: 3
2019-09-14 | July: 22; August: 9444.5; September: 0; October: B; November: 3; December: 3
2019-09-14 | July: 23; August: 8586; September: 0; October: B; November: 3; December: 3
2019-09-15 | July: 0; August: 8038.25; September: 0; October: B; November: 3; December: 3
2019-09-15 | July: 1; August: 7572; September: 0; October: B; November: 3; December: 3
2019-09-15 | July: 2; August: 7380.5; September: 0; October: B; November: 3; December: 3
2019-09-15 | July: 3; August: 7559.75; September: 0; October: B; November: 3; December: 3
2019-09-15 | July: 4; August: 7813.75; September: 0; October: B; November: 3; December: 3
2019-09-15 | July: 5; August: 8072; September: 0; October: B; November: 3; December: 3
2019-09-15 | July: 6; August: 8766.25; September: 0; October: B; November: 3; December: 3
2019-09-15 | July: 7; August: 9711; September: 0; October: B; November: 3; December: 3
2019-09-15 | July: 8; August: 11199.5; September: 0; October: B; November: 3; December: 3
2019-09-15 | July: 9; August: 12236; September: 0; October: B; November: 3; December: 3
2019-09-15 | July: 10; August: 12516.75; September: 0; October: B; November: 3; December: 3
2019-09-15 | July: 11; August: 12531.25; September: 0; October: B; November: 3; December: 3
2019-09-15 | July: 12; August: 12321; September: 0; October: B; November: 3; December: 3
2019-09-15 | July: 13; August: 11864; September: 0; October: B; November: 3; December: 3
2019-09-15 | July: 14; August: 11241.5; September: 0; October: B; November: 3; December: 3
2019-09-15 | July: 15; August: 11103.25; September: 0; October: B; November: 3; December: 3
2019-09-15 | July: 16; August: 11484; September: 0; October: B; November: 3; December: 3
2019-09-15 | July: 17; August: 11768; September: 0; October: B; November: 3; December: 3
2019-09-15 | July: 18; August: 12651; September: 0; October: B; November: 2; December: 3
2019-09-15 | July: 19; August: 13452; September: 0; October: B; November: 2; December: 3
2019-09-15 | July: 20; August: 12144.75; September: 0; October: B; November: 3; December: 3
2019-09-15 | July: 21; August: 10573; September: 0; October: B; November: 3; December: 3
2019-09-15 | July: 22; August: 9170.25; September: 0; October: B; November: 3; December: 3
2019-09-15 | July: 23; August: 8195.25; September: 0; October: B; November: 3; December: 3
2019-09-16 | July: 0; August: 7757; September: 0; October: B; November: 3; December: 3
2019-09-16 | July: 1; August: 7372.75; September: 0; October: B; November: 3; December: 3
2019-09-16 | July: 2; August: 7312.5; September: 0; October: B; November: 3; December: 3
2019-09-16 | July: 3; August: 7648.25; September: 0; October: B; November: 3; December: 3
2019-09-16 | July: 4; August: 8383; September: 0; October: B; November: 3; December: 3
2019-09-16 | July: 5; August: 10152.75; September: 0; October: B; November: 3; December: 3
2019-09-16 | July: 6; August: 12628; September: 0; October: B; November: 2; December: 2
2019-09-16 | July: 7; August: 13967; September: 0; October: B; November: 1; December: 1
2019-09-16 | July: 8; August: 14645.25; September: 0; October: B; November: 1; December: 1
2019-09-16 | July: 9; August: 15300.25; September: 0; October: B; November: 2; December: 1
2019-09-16 | July: 10; August: 14871.25; September: 0; October: B; November: 2; December: 2
2019-09-16 | July: 11; August: 15047.5; September: 0; October: B; November: 2; December: 2
2019-09-16 | July: 12; August: 14811.25; September: 0; October: B; November: 2; December: 2
2019-09-16 | July: 13; August: 14289.75; September: 0; October: B; November: 2; December: 2
2019-09-16 | July: 14; August: 14725.25; September: 0; October: B; November: 2; December: 2
2019-09-16 | July: 15; August: 14730.75; September: 0; October: B; November: 2; December: 2
2019-09-16 | July: 16; August: 14619.75; September: 0; October: B; November: 2; December: 2
2019-09-16 | July: 17; August: 14089; September: 0; October: B; November: 2; December: 2
2019-09-16 | July: 18; August: 14653; September: 0; October: B; November: 1; December: 1
2019-09-16 | July: 19; August: 15004; September: 0; October: B; November: 1; December: 1
2019-09-16 | July: 20; August: 13401.25; September: 0; October: B; November: 1; December: 2
2019-09-16 | July: 21; August: 11861; September: 0; October: B; November: 2; December: 2
2019-09-16 | July: 22; August: 10150; September: 0; October: B; November: 3; December: 3
2019-09-16 | July: 23; August: 9342.75; September: 0; October: B; November: 3; December: 3
2019-09-17 | July: 0; August: 8838.75; September: 0; October: B; November: 3; December: 3
2019-09-17 | July: 1; August: 8332.25; September: 0; October: B; November: 3; December: 3
2019-09-17 | July: 2; August: 8272.25; September: 0; October: B; November: 3; December: 3
2019-09-17 | July: 3; August: 8442; September: 0; October: B; November: 3; December: 3
2019-09-17 | July: 4; August: 9091.75; September: 0; October: B; November: 3; December: 3
2019-09-17 | July: 5; August: 10844; September: 0; October: B; November: 3; December: 3
2019-09-17 | July: 6; August: 13099; September: 0; October: B; November: 2; December: 2
2019-09-17 | July: 7; August: 13937.75; September: 0; October: B; November: 1; December: 1
2019-09-17 | July: 8; August: 15164; September: 0; October: B; November: 1; December: 1
2019-09-17 | July: 9; August: 15361.75; September: 0; October: B; November: 2; December: 1
2019-09-17 | July: 10; August: 15107.25; September: 0; October: B; November: 2; December: 2
2019-09-17 | July: 11; August: 15219.75; September: 0; October: B; November: 2; December: 2
2019-09-17 | July: 12; August: 14924.25; September: 0; October: B; November: 2; December: 2
2019-09-17 | July: 13; August: 14572.25; September: 0; October: B; November: 2; December: 2
2019-09-17 | July: 14; August: 14710.75; September: 0; October: B; November: 2; December: 2
2019-09-17 | July: 15; August: 14608; September: 0; October: B; November: 2; December: 2
2019-09-17 | July: 16; August: 14503.75; September: 0; October: B; November: 2; December: 2
2019-09-17 | July: 17; August: 14040.25; September: 0; October: B; November: 2; December: 2
2019-09-17 | July: 18; August: 14727; September: 0; October: B; November: 1; December: 1
2019-09-17 | July: 19; August: 15098.25; September: 0; October: B; November: 1; December: 1
2019-09-17 | July: 20; August: 13479.75; September: 0; October: B; November: 1; December: 2
2019-09-17 | July: 21; August: 11629; September: 0; October: B; November: 2; December: 2
2019-09-17 | July: 22; August: 10220.5; September: 0; October: B; November: 3; December: 3
2019-09-17 | July: 23; August: 9203.5; September: 0; October: B; November: 3; December: 3
2019-09-18 | July: 0; August: 8557.75; September: 0; October: B; November: 3; December: 3
2019-09-18 | July: 1; August: 8230.25; September: 0; October: B; November: 3; December: 3
2019-09-18 | July: 2; August: 8079.5; September: 0; October: B; November: 3; December: 3
2019-09-18 | July: 3; August: 8463.75; September: 0; October: B; November: 3; December: 3
2019-09-18 | July: 4; August: 9342; September: 0; October: B; November: 3; December: 3
2019-09-18 | July: 5; August: 11196.5; September: 0; October: B; November: 3; December: 3
2019-09-18 | July: 6; August: 12920.5; September: 0; October: B; November: 2; December: 2
2019-09-18 | July: 7; August: 13675.75; September: 0; October: B; November: 1; December: 1
2019-09-18 | July: 8; August: 14758.5; September: 0; October: B; November: 1; December: 1
2019-09-18 | July: 9; August: 15245.25; September: 0; October: B; November: 2; December: 1
2019-09-18 | July: 10; August: 14968.25; September: 0; October: B; November: 2; December: 2
2019-09-18 | July: 11; August: 15136.75; September: 0; October: B; November: 2; December: 2
2019-09-18 | July: 12; August: 15294.5; September: 0; October: B; November: 2; December: 2
2019-09-18 | July: 13; August: 14628.25; September: 0; October: B; November: 2; December: 2
2019-09-18 | July: 14; August: 14818.5; September: 0; October: B; November: 2; December: 2
2019-09-18 | July: 15; August: 14849.75; September: 0; October: B; November: 2; December: 2
2019-09-18 | July: 16; August: 14965.5; September: 0; October: B; November: 2; December: 2
2019-09-18 | July: 17; August: 14611.25; September: 0; October: B; November: 2; December: 2
2019-09-18 | July: 18; August: 15063.25; September: 0; October: B; November: 1; December: 1
2019-09-18 | July: 19; August: 14799.75; September: 0; October: B; November: 1; December: 1
2019-09-18 | July: 20; August: 13198.75; September: 0; October: B; November: 1; December: 2
2019-09-18 | July: 21; August: 11655.5; September: 0; October: B; November: 2; December: 2
2019-09-18 | July: 22; August: 10210; September: 0; October: B; November: 3; December: 3
2019-09-18 | July: 23; August: 9356.75; September: 0; October: B; November: 3; December: 3
2019-09-19 | July: 0; August: 8782.25; September: 0; October: B; November: 3; December: 3
2019-09-19 | July: 1; August: 8253.25; September: 0; October: B; November: 3; December: 3
2019-09-19 | July: 2; August: 8540.75; September: 0; October: B; November: 3; December: 3
2019-09-19 | July: 3; August: 8486.25; September: 0; October: B; November: 3; December: 3
2019-09-19 | July: 4; August: 9094.5; September: 0; October: B; November: 3; December: 3
2019-09-19 | July: 5; August: 10865.5; September: 0; October: B; November: 3; December: 3
2019-09-19 | July: 6; August: 12850.75; September: 0; October: B; November: 2; December: 2
2019-09-19 | July: 7; August: 13760.5; September: 0; October: B; November: 1; December: 1
2019-09-19 | July: 8; August: 14861; September: 0; October: B; November: 1; December: 1
2019-09-19 | July: 9; August: 15372.25; September: 0; October: B; November: 2; December: 1
2019-09-19 | July: 10; August: 15131; September: 0; October: B; November: 2; December: 2
2019-09-19 | July: 11; August: 15454.5; September: 0; October: B; November: 2; December: 2
2019-09-19 | July: 12; August: 15498.5; September: 0; October: B; November: 2; December: 2
2019-09-19 | July: 13; August: 15280.5; September: 0; October: B; November: 2; December: 2
2019-09-19 | July: 14; August: 15604.25; September: 0; October: B; November: 2; December: 2
2019-09-19 | July: 15; August: 15437.75; September: 0; October: B; November: 2; December: 2
2019-09-19 | July: 16; August: 15181.75; September: 0; October: B; November: 2; December: 2
2019-09-19 | July: 17; August: 14404; September: 0; October: B; November: 2; December: 2
2019-09-19 | July: 18; August: 14636.75; September: 0; October: B; November: 1; December: 1
2019-09-19 | July: 19; August: 14423.25; September: 0; October: B; November: 1; December: 1
2019-09-19 | July: 20; August: 13320.5; September: 0; October: B; November: 1; December: 2
2019-09-19 | July: 21; August: 11950.5; September: 0; October: B; November: 2; December: 2
2019-09-19 | July: 22; August: 10462.25; September: 0; October: B; November: 3; December: 3
2019-09-19 | July: 23; August: 9386.75; September: 0; October: B; November: 3; December: 3
2019-09-20 | July: 0; August: 8896.5; September: 0; October: B; November: 3; December: 3
2019-09-20 | July: 1; August: 8335; September: 0; October: B; November: 3; December: 3
2019-09-20 | July: 2; August: 8426.25; September: 0; October: B; November: 3; December: 3
2019-09-20 | July: 3; August: 8690.25; September: 0; October: B; November: 3; December: 3
2019-09-20 | July: 4; August: 9598.5; September: 0; October: B; November: 3; December: 3
2019-09-20 | July: 5; August: 11103; September: 0; October: B; November: 3; December: 3
2019-09-20 | July: 6; August: 12982; September: 0; October: B; November: 2; December: 2
2019-09-20 | July: 7; August: 14044; September: 0; October: B; November: 1; December: 1
2019-09-20 | July: 8; August: 15220; September: 0; October: B; November: 1; December: 1
2019-09-20 | July: 9; August: 15552; September: 0; October: B; November: 2; December: 1
2019-09-20 | July: 10; August: 15154; September: 0; October: B; November: 2; December: 2
2019-09-20 | July: 11; August: 15193.5; September: 0; October: B; November: 2; December: 2
2019-09-20 | July: 12; August: 14748.5; September: 0; October: B; November: 2; December: 2
2019-09-20 | July: 13; August: 14155; September: 0; October: B; November: 2; December: 2
2019-09-20 | July: 14; August: 13867.75; September: 0; October: B; November: 2; December: 2
2019-09-20 | July: 15; August: 13380.5; September: 0; October: B; November: 2; December: 2
2019-09-20 | July: 16; August: 13047.25; September: 0; October: B; November: 2; December: 2
2019-09-20 | July: 17; August: 12889.5; September: 0; October: B; November: 2; December: 2
2019-09-20 | July: 18; August: 12957.5; September: 0; October: B; November: 1; December: 1
2019-09-20 | July: 19; August: 13186.75; September: 0; October: B; November: 1; December: 1
2019-09-20 | July: 20; August: 11852.25; September: 0; October: B; November: 1; December: 2
2019-09-20 | July: 21; August: 10797.75; September: 0; October: B; November: 2; December: 2
2019-09-20 | July: 22; August: 9692.5; September: 0; October: B; November: 3; December: 3
2019-09-20 | July: 23; August: 8760; September: 0; October: B; November: 3; December: 3
2019-09-21 | July: 0; August: 8117.25; September: 0; October: B; November: 3; December: 3
2019-09-21 | July: 1; August: 7841; September: 0; October: B; November: 3; December: 3
2019-09-21 | July: 2; August: 7701.75; September: 0; October: B; November: 3; December: 3
2019-09-21 | July: 3; August: 7802.25; September: 0; October: B; November: 3; December: 3
2019-09-21 | July: 4; August: 8108.5; September: 0; October: B; November: 3; December: 3
2019-09-21 | July: 5; August: 8638; September: 0; October: B; November: 3; December: 3
2019-09-21 | July: 6; August: 9293.5; September: 0; October: B; November: 3; December: 3
2019-09-21 | July: 7; August: 11031.25; September: 0; October: B; November: 2; December: 2
2019-09-21 | July: 8; August: 13058; September: 0; October: B; November: 2; December: 2
2019-09-21 | July: 9; August: 14025; September: 0; October: B; November: 2; December: 2
2019-09-21 | July: 10; August: 13762.5; September: 0; October: B; November: 2; December: 2
2019-09-21 | July: 11; August: 13459.5; September: 0; October: B; November: 2; December: 2
2019-09-21 | July: 12; August: 12672.25; September: 0; October: B; November: 3; December: 3
2019-09-21 | July: 13; August: 11945; September: 0; October: B; November: 3; December: 3
2019-09-21 | July: 14; August: 11661.75; September: 0; October: B; November: 3; December: 3
2019-09-21 | July: 15; August: 11362; September: 0; October: B; November: 3; December: 3
2019-09-21 | July: 16; August: 11692; September: 0; October: B; November: 3; December: 3
2019-09-21 | July: 17; August: 11988.75; September: 0; October: B; November: 3; December: 3
2019-09-21 | July: 18; August: 12567.25; September: 0; October: B; November: 2; December: 2
2019-09-21 | July: 19; August: 12179; September: 0; October: B; November: 2; December: 2
2019-09-21 | July: 20; August: 11008.5; September: 0; October: B; November: 3; December: 3
2019-09-21 | July: 21; August: 10133.5; September: 0; October: B; November: 3; December: 3
2019-09-21 | July: 22; August: 9131.5; September: 0; October: B; November: 3; December: 3
2019-09-21 | July: 23; August: 8228; September: 0; October: B; November: 3; December: 3
2019-09-22 | July: 0; August: 7641.5; September: 0; October: B; November: 3; December: 3
2019-09-22 | July: 1; August: 7330.5; September: 0; October: B; November: 3; December: 3
2019-09-22 | July: 2; August: 7195; September: 0; October: B; November: 3; December: 3
2019-09-22 | July: 3; August: 7328.25; September: 0; October: B; November: 3; December: 3
2019-09-22 | July: 4; August: 7561.25; September: 0; October: B; November: 3; December: 3
2019-09-22 | July: 5; August: 7976.25; September: 0; October: B; November: 3; December: 3
2019-09-22 | July: 6; August: 8609.75; September: 0; October: B; November: 3; December: 3
2019-09-22 | July: 7; August: 9929.25; September: 0; October: B; November: 3; December: 3
2019-09-22 | July: 8; August: 11248.25; September: 0; October: B; November: 3; December: 3
2019-09-22 | July: 9; August: 12238; September: 0; October: B; November: 3; December: 3
2019-09-22 | July: 10; August: 12383.75; September: 0; October: B; November: 3; December: 3
2019-09-22 | July: 11; August: 12243.5; September: 0; October: B; November: 3; December: 3
2019-09-22 | July: 12; August: 12122.25; September: 0; October: B; November: 3; December: 3
2019-09-22 | July: 13; August: 11433; September: 0; October: B; November: 3; December: 3
2019-09-22 | July: 14; August: 10774; September: 0; October: B; November: 3; December: 3
2019-09-22 | July: 15; August: 10622.75; September: 0; October: B; November: 3; December: 3
2019-09-22 | July: 16; August: 10787; September: 0; October: B; November: 3; December: 3
2019-09-22 | July: 17; August: 10977.5; September: 0; October: B; November: 3; December: 3
2019-09-22 | July: 18; August: 11592.5; September: 0; October: B; November: 2; December: 3
2019-09-22 | July: 19; August: 12166.5; September: 0; October: B; November: 2; December: 3
2019-09-22 | July: 20; August: 11285.5; September: 0; October: B; November: 3; December: 3
2019-09-22 | July: 21; August: 9945.75; September: 0; October: B; November: 3; December: 3
2019-09-22 | July: 22; August: 8817.5; September: 0; October: B; November: 3; December: 3
2019-09-22 | July: 23; August: 7918.5; September: 0; October: B; November: 3; December: 3
2019-09-23 | July: 0; August: 7515.5; September: 0; October: B; November: 3; December: 3
2019-09-23 | July: 1; August: 7164.25; September: 0; October: B; November: 3; December: 3
2019-09-23 | July: 2; August: 7144.75; September: 0; October: B; November: 3; December: 3
2019-09-23 | July: 3; August: 7385.75; September: 0; October: B; November: 3; December: 3
2019-09-23 | July: 4; August: 7969.25; September: 0; October: B; November: 3; December: 3
2019-09-23 | July: 5; August: 9034; September: 0; October: B; November: 3; December: 3
2019-09-23 | July: 6; August: 10785.75; September: 0; October: B; November: 2; December: 2
2019-09-23 | July: 7; August: 12634.5; September: 0; October: B; November: 1; December: 1
2019-09-23 | July: 8; August: 14425.5; September: 0; October: B; November: 1; December: 1
2019-09-23 | July: 9; August: 14857; September: 0; October: B; November: 2; December: 1
2019-09-23 | July: 10; August: 14504.75; September: 0; October: B; November: 2; December: 2
2019-09-23 | July: 11; August: 14549.75; September: 0; October: B; November: 2; December: 2
2019-09-23 | July: 12; August: 14269.25; September: 0; October: B; November: 2; December: 2
2019-09-23 | July: 13; August: 13595; September: 0; October: B; November: 2; December: 2
2019-09-23 | July: 14; August: 13744.5; September: 0; October: B; November: 2; December: 2
2019-09-23 | July: 15; August: 13446; September: 0; October: B; November: 2; December: 2
2019-09-23 | July: 16; August: 13341.5; September: 0; October: B; November: 2; December: 2
2019-09-23 | July: 17; August: 12802.5; September: 0; October: B; November: 2; December: 2
2019-09-23 | July: 18; August: 13182.5; September: 0; October: B; November: 1; December: 1
2019-09-23 | July: 19; August: 13590.5; September: 0; October: B; November: 1; December: 1
2019-09-23 | July: 20; August: 12469.25; September: 0; October: B; November: 1; December: 2
2019-09-23 | July: 21; August: 11084.75; September: 0; October: B; November: 2; December: 2
2019-09-23 | July: 22; August: 9882; September: 0; October: B; November: 3; December: 3
2019-09-23 | July: 23; August: 9189.5; September: 0; October: B; November: 3; December: 3
2019-09-24 | July: 0; August: 8519; September: 7; October: B; November: 3; December: 3
2019-09-24 | July: 1; August: 8149.5; September: 7; October: B; November: 3; December: 3
2019-09-24 | July: 2; August: 8229.75; September: 7; October: B; November: 3; December: 3
2019-09-24 | July: 3; August: 8100; September: 7; October: B; November: 3; December: 3
2019-09-24 | July: 4; August: 8482; September: 7; October: B; November: 3; December: 3
2019-09-24 | July: 5; August: 8817.25; September: 7; October: B; November: 3; December: 3
2019-09-24 | July: 6; August: 9038.25; September: 7; October: B; November: 3; December: 3
2019-09-24 | July: 7; August: 10352.25; September: 7; October: B; November: 2; December: 2
2019-09-24 | July: 8; August: 11804; September: 7; October: B; November: 2; December: 2
2019-09-24 | July: 9; August: 12912.75; September: 7; October: B; November: 2; December: 2
2019-09-24 | July: 10; August: 13090.25; September: 7; October: B; November: 2; December: 2
2019-09-24 | July: 11; August: 12780.25; September: 7; October: B; November: 2; December: 2
2019-09-24 | July: 12; August: 12521.75; September: 7; October: B; November: 3; December: 3
2019-09-24 | July: 13; August: 12032.75; September: 7; October: B; November: 3; December: 3
2019-09-24 | July: 14; August: 11543.25; September: 7; October: B; November: 3; December: 3
2019-09-24 | July: 15; August: 11364.25; September: 7; October: B; November: 3; December: 3
2019-09-24 | July: 16; August: 11619.5; September: 7; October: B; November: 3; December: 3
2019-09-24 | July: 17; August: 11662; September: 7; October: B; November: 3; December: 3
2019-09-24 | July: 18; August: 12136.25; September: 7; October: B; November: 2; December: 2
2019-09-24 | July: 19; August: 12906.25; September: 7; October: B; November: 2; December: 2
2019-09-24 | July: 20; August: 12139.25; September: 7; October: B; November: 3; December: 3
2019-09-24 | July: 21; August: 10952.5; September: 7; October: B; November: 3; December: 3
2019-09-24 | July: 22; August: 9585.5; September: 7; October: B; November: 3; December: 3
2019-09-24 | July: 23; August: 8586.25; September: 7; October: B; November: 3; December: 3
2019-09-25 | July: 0; August: 8100.5; September: 0; October: B; November: 3; December: 3
2019-09-25 | July: 1; August: 7796.75; September: 0; October: B; November: 3; December: 3
2019-09-25 | July: 2; August: 7693.75; September: 0; October: B; November: 3; December: 3
2019-09-25 | July: 3; August: 7866; September: 0; October: B; November: 3; December: 3
2019-09-25 | July: 4; August: 8471.5; September: 0; October: B; November: 3; December: 3
2019-09-25 | July: 5; August: 9865.75; September: 0; October: B; November: 3; December: 3
2019-09-25 | July: 6; August: 11604; September: 0; October: B; November: 2; December: 2
2019-09-25 | July: 7; August: 13668.5; September: 0; October: B; November: 1; December: 1
2019-09-25 | July: 8; August: 14543.5; September: 0; October: B; November: 1; December: 1
2019-09-25 | July: 9; August: 14951.75; September: 0; October: B; November: 2; December: 1
2019-09-25 | July: 10; August: 14688.5; September: 0; October: B; November: 2; December: 2
2019-09-25 | July: 11; August: 14857.75; September: 0; October: B; November: 2; December: 2
2019-09-25 | July: 12; August: 14882.5; September: 0; October: B; November: 2; December: 2
2019-09-25 | July: 13; August: 14658.25; September: 0; October: B; November: 2; December: 2
2019-09-25 | July: 14; August: 15018.5; September: 0; October: B; November: 2; December: 2
2019-09-25 | July: 15; August: 14930.5; September: 0; October: B; November: 2; December: 2
2019-09-25 | July: 16; August: 14823; September: 0; October: B; November: 2; December: 2
2019-09-25 | July: 17; August: 13849.75; September: 0; October: B; November: 2; December: 2
2019-09-25 | July: 18; August: 13890.5; September: 0; October: B; November: 1; December: 1
2019-09-25 | July: 19; August: 14434; September: 0; October: B; November: 1; December: 1
2019-09-25 | July: 20; August: 13308.75; September: 0; October: B; November: 1; December: 2
2019-09-25 | July: 21; August: 11784.75; September: 0; October: B; November: 2; December: 2
2019-09-25 | July: 22; August: 10368.5; September: 0; October: B; November: 3; December: 3
2019-09-25 | July: 23; August: 9428.25; September: 0; October: B; November: 3; December: 3
2019-09-26 | July: 0; August: 8673.25; September: 0; October: B; November: 3; December: 3
2019-09-26 | July: 1; August: 8283.75; September: 0; October: B; November: 3; December: 3
2019-09-26 | July: 2; August: 8584.25; September: 0; October: B; November: 3; December: 3
2019-09-26 | July: 3; August: 8653.25; September: 0; October: B; November: 3; December: 3
2019-09-26 | July: 4; August: 8906.75; September: 0; October: B; November: 3; December: 3
2019-09-26 | July: 5; August: 10251; September: 0; October: B; November: 3; December: 3
2019-09-26 | July: 6; August: 11849.5; September: 0; October: B; November: 2; December: 2
2019-09-26 | July: 7; August: 13249.75; September: 0; October: B; November: 1; December: 1
2019-09-26 | July: 8; August: 14913; September: 0; October: B; November: 1; December: 1
2019-09-26 | July: 9; August: 15554.5; September: 0; October: B; November: 2; December: 1
2019-09-26 | July: 10; August: 15296.75; September: 0; October: B; November: 2; December: 2
2019-09-26 | July: 11; August: 16070; September: 0; October: B; November: 2; December: 2
2019-09-26 | July: 12; August: 15955.75; September: 0; October: B; November: 2; December: 2
2019-09-26 | July: 13; August: 15844; September: 0; October: B; November: 2; December: 2
2019-09-26 | July: 14; August: 16418.75; September: 0; October: B; November: 2; December: 2
2019-09-26 | July: 15; August: 16251.75; September: 0; October: B; November: 2; December: 2
2019-09-26 | July: 16; August: 15820.75; September: 0; October: B; November: 2; December: 2
2019-09-26 | July: 17; August: 14408.75; September: 0; October: B; November: 2; December: 2
2019-09-26 | July: 18; August: 14294; September: 0; October: B; November: 1; December: 1
2019-09-26 | July: 19; August: 14771.25; September: 0; October: B; November: 1; December: 1
2019-09-26 | July: 20; August: 13723.25; September: 0; October: B; November: 1; December: 2
2019-09-26 | July: 21; August: 12304.25; September: 0; October: B; November: 2; December: 2
2019-09-26 | July: 22; August: 11024; September: 0; October: B; November: 3; December: 3
2019-09-26 | July: 23; August: 10202.5; September: 0; October: B; November: 3; December: 3
2019-09-27 | July: 0; August: 9524.25; September: 0; October: B; November: 3; December: 3
2019-09-27 | July: 1; August: 8672; September: 0; October: B; November: 3; December: 3
2019-09-27 | July: 2; August: 8878.5; September: 0; October: B; November: 3; December: 3
2019-09-27 | July: 3; August: 8933.75; September: 0; October: B; November: 3; December: 3
2019-09-27 | July: 4; August: 9678.5; September: 0; October: B; November: 3; December: 3
2019-09-27 | July: 5; August: 10815.5; September: 0; October: B; November: 3; December: 3
2019-09-27 | July: 6; August: 12068.25; September: 0; October: B; November: 2; December: 2
2019-09-27 | July: 7; August: 13511.25; September: 0; October: B; November: 1; December: 1
2019-09-27 | July: 8; August: 14989.75; September: 0; October: B; November: 1; December: 1
2019-09-27 | July: 9; August: 15364.25; September: 0; October: B; November: 2; December: 1
2019-09-27 | July: 10; August: 15394.5; September: 0; October: B; November: 2; December: 2
2019-09-27 | July: 11; August: 16127.25; September: 0; October: B; November: 2; December: 2
2019-09-27 | July: 12; August: 16091.75; September: 0; October: B; November: 2; December: 2
2019-09-27 | July: 13; August: 15614.5; September: 0; October: B; November: 2; December: 2
2019-09-27 | July: 14; August: 15580; September: 0; October: B; November: 2; December: 2
2019-09-27 | July: 15; August: 14796.5; September: 0; October: B; November: 2; December: 2
2019-09-27 | July: 16; August: 14330.75; September: 0; October: B; November: 2; December: 2
2019-09-27 | July: 17; August: 13697.75; September: 0; October: B; November: 2; December: 2
2019-09-27 | July: 18; August: 13464.75; September: 0; October: B; November: 1; December: 1
2019-09-27 | July: 19; August: 13655.25; September: 0; October: B; November: 1; December: 1
2019-09-27 | July: 20; August: 12496.75; September: 0; October: B; November: 1; December: 2
2019-09-27 | July: 21; August: 11485.25; September: 0; October: B; November: 2; December: 2
2019-09-27 | July: 22; August: 10482.5; September: 0; October: B; November: 3; December: 3
2019-09-27 | July: 23; August: 9573.75; September: 0; October: B; November: 3; December: 3
2019-09-28 | July: 0; August: 8899.75; September: 0; October: B; November: 3; December: 3
2019-09-28 | July: 1; August: 8479.25; September: 0; October: B; November: 3; December: 3
2019-09-28 | July: 2; August: 8119.25; September: 0; October: B; November: 3; December: 3
2019-09-28 | July: 3; August: 8146.25; September: 0; October: B; November: 3; December: 3
2019-09-28 | July: 4; August: 8430.75; September: 0; October: B; November: 3; December: 3
2019-09-28 | July: 5; August: 8983; September: 0; October: B; November: 3; December: 3
2019-09-28 | July: 6; August: 9840.75; September: 0; October: B; November: 3; December: 3
2019-09-28 | July: 7; August: 11178.25; September: 0; October: B; November: 2; December: 2
2019-09-28 | July: 8; August: 12760.25; September: 0; October: B; November: 2; December: 2
2019-09-28 | July: 9; August: 13609.25; September: 0; October: B; November: 2; December: 2
2019-09-28 | July: 10; August: 13647; September: 0; October: B; November: 2; December: 2
2019-09-28 | July: 11; August: 13518.25; September: 0; October: B; November: 2; December: 2
2019-09-28 | July: 12; August: 13195; September: 0; October: B; November: 3; December: 3
2019-09-28 | July: 13; August: 12756.5; September: 0; October: B; November: 3; December: 3
2019-09-28 | July: 14; August: 12318.5; September: 0; October: B; November: 3; December: 3
2019-09-28 | July: 15; August: 12175.75; September: 0; October: B; November: 3; December: 3
2019-09-28 | July: 16; August: 12037.75; September: 0; October: B; November: 3; December: 3
2019-09-28 | July: 17; August: 12127.25; September: 0; October: B; November: 3; December: 3
2019-09-28 | July: 18; August: 12186; September: 0; October: B; November: 2; December: 2
2019-09-28 | July: 19; August: 12235; September: 0; October: B; November: 2; December: 2
2019-09-28 | July: 20; August: 11366; September: 0; October: B; November: 3; December: 3
2019-09-28 | July: 21; August: 10737.5; September: 0; October: B; November: 3; December: 3
2019-09-28 | July: 22; August: 9821.5; September: 0; October: B; November: 3; December: 3
2019-09-28 | July: 23; August: 8987.25; September: 0; October: B; November: 3; December: 3
2019-09-29 | July: 0; August: 8381.75; September: 0; October: B; November: 3; December: 3
2019-09-29 | July: 1; August: 7972.75; September: 0; October: B; November: 3; December: 3
2019-09-29 | July: 2; August: 7688; September: 0; October: B; November: 3; December: 3
2019-09-29 | July: 3; August: 7754; September: 0; October: B; November: 3; December: 3
2019-09-29 | July: 4; August: 7968.5; September: 0; October: B; November: 3; December: 3
2019-09-29 | July: 5; August: 8276.5; September: 0; October: B; November: 3; December: 3
2019-09-29 | July: 6; August: 8882; September: 0; October: B; November: 3; December: 3
2019-09-29 | July: 7; August: 10111; September: 0; October: B; November: 3; December: 3
2019-09-29 | July: 8; August: 10998; September: 0; October: B; November: 3; December: 3
2019-09-29 | July: 9; August: 11909; September: 0; October: B; November: 3; December: 3
2019-09-29 | July: 10; August: 12360; September: 0; October: B; November: 3; December: 3
2019-09-29 | July: 11; August: 12625; September: 0; October: B; November: 3; December: 3
2019-09-29 | July: 12; August: 12607.25; September: 0; October: B; November: 3; December: 3
2019-09-29 | July: 13; August: 12202.5; September: 0; October: B; November: 3; December: 3
2019-09-29 | July: 14; August: 11620.75; September: 0; October: B; November: 3; December: 3
2019-09-29 | July: 15; August: 11256.25; September: 0; October: B; November: 3; December: 3
2019-09-29 | July: 16; August: 11717.25; September: 0; October: B; November: 3; December: 3
2019-09-29 | July: 17; August: 11850.75; September: 0; October: B; November: 3; December: 3
2019-09-29 | July: 18; August: 12232.5; September: 0; October: B; November: 2; December: 3
2019-09-29 | July: 19; August: 12870.25; September: 0; October: B; November: 2; December: 3
2019-09-29 | July: 20; August: 11918; September: 0; October: B; November: 3; December: 3
2019-09-29 | July: 21; August: 10508.25; September: 0; October: B; November: 3; December: 3
2019-09-29 | July: 22; August: 9219; September: 0; October: B; November: 3; December: 3
2019-09-29 | July: 23; August: 8187; September: 0; October: B; November: 3; December: 3
2019-09-30 | July: 0; August: 7557.25; September: 0; October: B; November: 3; December: 3
2019-09-30 | July: 1; August: 7164; September: 0; October: B; November: 3; December: 3
2019-09-30 | July: 2; August: 7167.75; September: 0; October: B; November: 3; December: 3
2019-09-30 | July: 3; August: 7526.75; September: 0; October: B; November: 3; December: 3
2019-09-30 | July: 4; August: 8162.5; September: 0; October: B; November: 3; December: 3
2019-09-30 | July: 5; August: 9581; September: 0; October: B; November: 3; December: 3
2019-09-30 | July: 6; August: 11603.75; September: 0; October: B; November: 2; December: 2
2019-09-30 | July: 7; August: 13576.75; September: 0; October: B; November: 1; December: 1
2019-09-30 | July: 8; August: 14243.75; September: 0; October: B; November: 1; December: 1
2019-09-30 | July: 9; August: 15261.5; September: 0; October: B; November: 2; December: 1
2019-09-30 | July: 10; August: 15103.75; September: 0; October: B; November: 2; December: 2
2019-09-30 | July: 11; August: 15148.5; September: 0; October: B; November: 2; December: 2
2019-09-30 | July: 12; August: 14932.25; September: 0; October: B; November: 2; December: 2
2019-09-30 | July: 13; August: 14426.75; September: 0; October: B; November: 2; December: 2
2019-09-30 | July: 14; August: 14732.5; September: 0; October: B; November: 2; December: 2
2019-09-30 | July: 15; August: 14670; September: 0; October: B; November: 2; December: 2
2019-09-30 | July: 16; August: 14765.75; September: 0; October: B; November: 2; December: 2
2019-09-30 | July: 17; August: 14072; September: 0; October: B; November: 2; December: 2
2019-09-30 | July: 18; August: 14506; September: 0; October: B; November: 1; December: 1
2019-09-30 | July: 19; August: 15105.25; September: 0; October: B; November: 1; December: 1
2019-09-30 | July: 20; August: 13660.5; September: 0; October: B; November: 1; December: 2
2019-09-30 | July: 21; August: 11952.25; September: 0; October: B; November: 2; December: 2
2019-09-30 | July: 22; August: 10300; September: 0; October: B; November: 3; December: 3
2019-09-30 | July: 23; August: 9280.75; September: 0; October: B; November: 3; December: 3
2019-10-01 | July: 0; August: 8609.75; September: 0; October: B; November: 3; December: 3
2019-10-01 | July: 1; August: 8096.5; September: 0; October: B; November: 3; December: 3
2019-10-01 | July: 2; August: 8063.25; September: 0; October: B; November: 3; December: 3
2019-10-01 | July: 3; August: 8379; September: 0; October: B; November: 3; December: 3
2019-10-01 | July: 4; August: 9097.25; September: 0; October: B; November: 3; December: 3
2019-10-01 | July: 5; August: 10956.75; September: 0; October: B; November: 3; December: 3
2019-10-01 | July: 6; August: 12854.5; September: 0; October: B; November: 2; December: 2
2019-10-01 | July: 7; August: 13465.75; September: 0; October: B; November: 1; December: 1
2019-10-01 | July: 8; August: 14592.75; September: 0; October: B; November: 1; December: 1
2019-10-01 | July: 9; August: 15035.75; September: 0; October: B; November: 2; December: 1
2019-10-01 | July: 10; August: 14641.5; September: 0; October: B; November: 2; December: 2
2019-10-01 | July: 11; August: 14826.75; September: 0; October: B; November: 2; December: 2
2019-10-01 | July: 12; August: 14979.25; September: 0; October: B; November: 2; December: 2
2019-10-01 | July: 13; August: 14631; September: 0; October: B; November: 2; December: 2
2019-10-01 | July: 14; August: 15163.25; September: 0; October: B; November: 2; December: 2
2019-10-01 | July: 15; August: 15035; September: 0; October: B; November: 2; December: 2
2019-10-01 | July: 16; August: 14897; September: 0; October: B; November: 2; December: 2
2019-10-01 | July: 17; August: 14222.75; September: 0; October: B; November: 2; December: 2
2019-10-01 | July: 18; August: 14556; September: 0; October: B; November: 1; December: 1
2019-10-01 | July: 19; August: 15164.25; September: 0; October: B; November: 1; December: 1
2019-10-01 | July: 20; August: 13804.5; September: 0; October: B; November: 1; December: 2
2019-10-01 | July: 21; August: 12154.75; September: 0; October: B; November: 2; December: 2
2019-10-01 | July: 22; August: 10680.5; September: 0; October: B; November: 3; December: 3
2019-10-01 | July: 23; August: 9701.5; September: 0; October: B; November: 3; December: 3
2019-10-02 | July: 0; August: 8803; September: 0; October: B; November: 3; December: 3
2019-10-02 | July: 1; August: 8419.5; September: 0; October: B; November: 3; December: 3
2019-10-02 | July: 2; August: 8499.5; September: 0; October: B; November: 3; December: 3
2019-10-02 | July: 3; August: 8606.5; September: 0; October: B; November: 3; December: 3
2019-10-02 | July: 4; August: 9249.75; September: 0; October: B; November: 3; December: 3
2019-10-02 | July: 5; August: 10963.25; September: 0; October: B; November: 3; December: 3
2019-10-02 | July: 6; August: 12941; September: 0; October: B; November: 2; December: 2
2019-10-02 | July: 7; August: 13781.5; September: 0; October: B; November: 1; December: 1
2019-10-02 | July: 8; August: 14826.75; September: 0; October: B; November: 1; December: 1
2019-10-02 | July: 9; August: 15465.5; September: 0; October: B; November: 2; December: 1
2019-10-02 | July: 10; August: 15089.75; September: 0; October: B; November: 2; December: 2
2019-10-02 | July: 11; August: 15528.5; September: 0; October: B; November: 2; December: 2
2019-10-02 | July: 12; August: 15313.25; September: 0; October: B; November: 2; December: 2
2019-10-02 | July: 13; August: 14906.25; September: 0; October: B; November: 2; December: 2
2019-10-02 | July: 14; August: 15281.75; September: 0; October: B; November: 2; December: 2
2019-10-02 | July: 15; August: 15061; September: 0; October: B; November: 2; December: 2
2019-10-02 | July: 16; August: 14937.25; September: 0; October: B; November: 2; December: 2
2019-10-02 | July: 17; August: 14519.75; September: 0; October: B; November: 2; December: 2
2019-10-02 | July: 18; August: 14675.5; September: 0; October: B; November: 1; December: 1
2019-10-02 | July: 19; August: 14932.5; September: 0; October: B; November: 1; December: 1
2019-10-02 | July: 20; August: 13454.5; September: 0; October: B; November: 1; December: 2
2019-10-02 | July: 21; August: 12069.25; September: 0; October: B; November: 2; December: 2
2019-10-02 | July: 22; August: 10583.25; September: 0; October: B; November: 3; December: 3
2019-10-02 | July: 23; August: 9855.25; September: 0; October: B; November: 3; December: 3
2019-10-03 | July: 0; August: 8879.25; September: 0; October: B; November: 3; December: 3
2019-10-03 | July: 1; August: 8270; September: 0; October: B; November: 3; December: 3
2019-10-03 | July: 2; August: 8466.25; September: 0; October: B; November: 3; December: 3
2019-10-03 | July: 3; August: 8286.75; September: 0; October: B; November: 3; December: 3
2019-10-03 | July: 4; August: 9087.25; September: 0; October: B; November: 3; December: 3
2019-10-03 | July: 5; August: 10782.75; September: 0; October: B; November: 3; December: 3
2019-10-03 | July: 6; August: 12769; September: 0; October: B; November: 2; December: 2
2019-10-03 | July: 7; August: 13563.25; September: 0; October: B; November: 1; December: 1
2019-10-03 | July: 8; August: 14670; September: 0; October: B; November: 1; December: 1
2019-10-03 | July: 9; August: 15096.75; September: 0; October: B; November: 2; December: 1
2019-10-03 | July: 10; August: 15062; September: 0; October: B; November: 2; December: 2
2019-10-03 | July: 11; August: 15340.75; September: 0; October: B; November: 2; December: 2
2019-10-03 | July: 12; August: 15085.75; September: 0; October: B; November: 2; December: 2
2019-10-03 | July: 13; August: 14669.75; September: 0; October: B; November: 2; December: 2
2019-10-03 | July: 14; August: 15063; September: 0; October: B; November: 2; December: 2
2019-10-03 | July: 15; August: 14975.5; September: 0; October: B; November: 2; December: 2
2019-10-03 | July: 16; August: 14691.25; September: 0; October: B; November: 2; December: 2
2019-10-03 | July: 17; August: 14120.75; September: 0; October: B; November: 2; December: 2
2019-10-03 | July: 18; August: 14369; September: 0; October: B; November: 1; December: 1
2019-10-03 | July: 19; August: 14959.75; September: 0; October: B; November: 1; December: 1
2019-10-03 | July: 20; August: 13825.25; September: 0; October: B; November: 1; December: 2
2019-10-03 | July: 21; August: 12193.25; September: 0; October: B; November: 2; December: 2
2019-10-03 | July: 22; August: 10557.25; September: 0; October: B; November: 3; December: 3
2019-10-03 | July: 23; August: 9741; September: 0; October: B; November: 3; December: 3
2019-10-04 | July: 0; August: 9002.5; September: 0; October: B; November: 3; December: 3
2019-10-04 | July: 1; August: 8238; September: 0; October: B; November: 3; December: 3
2019-10-04 | July: 2; August: 8386.75; September: 0; October: B; November: 3; December: 3
2019-10-04 | July: 3; August: 8575.25; September: 0; October: B; November: 3; December: 3
2019-10-04 | July: 4; August: 9283.75; September: 0; October: B; November: 3; December: 3
2019-10-04 | July: 5; August: 11006.25; September: 0; October: B; November: 3; December: 3
2019-10-04 | July: 6; August: 12972.25; September: 0; October: B; November: 2; December: 2
2019-10-04 | July: 7; August: 13939.25; September: 0; October: B; November: 1; December: 1
2019-10-04 | July: 8; August: 15174.5; September: 0; October: B; November: 1; December: 1
2019-10-04 | July: 9; August: 15828.25; September: 0; October: B; November: 2; December: 1
2019-10-04 | July: 10; August: 15419.5; September: 0; October: B; November: 2; December: 2
2019-10-04 | July: 11; August: 15422; September: 0; October: B; November: 2; December: 2
2019-10-04 | July: 12; August: 14979; September: 0; October: B; November: 2; December: 2
2019-10-04 | July: 13; August: 14210.25; September: 0; October: B; November: 2; December: 2
2019-10-04 | July: 14; August: 13880.25; September: 0; October: B; November: 2; December: 2
2019-10-04 | July: 15; August: 13361; September: 0; October: B; November: 2; December: 2
2019-10-04 | July: 16; August: 13111.5; September: 0; October: B; November: 2; December: 2
2019-10-04 | July: 17; August: 13054.75; September: 0; October: B; November: 2; December: 2
2019-10-04 | July: 18; August: 13000.75; September: 0; October: B; November: 1; December: 1
2019-10-04 | July: 19; August: 13723.25; September: 0; October: B; November: 1; December: 1
2019-10-04 | July: 20; August: 12244.25; September: 0; October: B; November: 1; December: 2
2019-10-04 | July: 21; August: 11054.25; September: 0; October: B; November: 2; December: 2
2019-10-04 | July: 22; August: 10002.5; September: 0; October: B; November: 3; December: 3
2019-10-04 | July: 23; August: 9011.75; September: 0; October: B; November: 3; December: 3
2019-10-05 | July: 0; August: 8526.75; September: 0; October: B; November: 3; December: 3
2019-10-05 | July: 1; August: 7992.75; September: 0; October: B; November: 3; December: 3
2019-10-05 | July: 2; August: 7993.25; September: 0; October: B; November: 3; December: 3
2019-10-05 | July: 3; August: 8074.25; September: 0; October: B; November: 3; December: 3
2019-10-05 | July: 4; August: 8320.75; September: 0; October: B; November: 3; December: 3
2019-10-05 | July: 5; August: 8983.25; September: 0; October: B; November: 3; December: 3
2019-10-05 | July: 6; August: 9659.25; September: 0; October: B; November: 3; December: 3
2019-10-05 | July: 7; August: 11305; September: 0; October: B; November: 2; December: 2
2019-10-05 | July: 8; August: 12671.25; September: 0; October: B; November: 2; December: 2
2019-10-05 | July: 9; August: 13254.25; September: 0; October: B; November: 2; December: 2
2019-10-05 | July: 10; August: 13018.75; September: 0; October: B; November: 2; December: 2
2019-10-05 | July: 11; August: 12825.5; September: 0; October: B; November: 2; December: 2
2019-10-05 | July: 12; August: 12683.75; September: 0; October: B; November: 3; December: 3
2019-10-05 | July: 13; August: 12301; September: 0; October: B; November: 3; December: 3
2019-10-05 | July: 14; August: 11856.75; September: 0; October: B; November: 3; December: 3
2019-10-05 | July: 15; August: 11623.75; September: 0; October: B; November: 3; December: 3
2019-10-05 | July: 16; August: 11604; September: 0; October: B; November: 3; December: 3
2019-10-05 | July: 17; August: 11751; September: 0; October: B; November: 3; December: 3
2019-10-05 | July: 18; August: 12100; September: 0; October: B; November: 2; December: 2
2019-10-05 | July: 19; August: 12159.5; September: 0; October: B; November: 2; December: 2
2019-10-05 | July: 20; August: 11325.25; September: 0; October: B; November: 3; December: 3
2019-10-05 | July: 21; August: 10295.75; September: 0; October: B; November: 3; December: 3
2019-10-05 | July: 22; August: 9215.5; September: 0; October: B; November: 3; December: 3
2019-10-05 | July: 23; August: 8360.5; September: 0; October: B; November: 3; December: 3
2019-10-06 | July: 0; August: 7872; September: 0; October: B; November: 3; December: 3
2019-10-06 | July: 1; August: 7498.75; September: 0; October: B; November: 3; December: 3
2019-10-06 | July: 2; August: 7357.25; September: 0; October: B; November: 3; December: 3
2019-10-06 | July: 3; August: 7474.5; September: 0; October: B; November: 3; December: 3
2019-10-06 | July: 4; August: 7709.25; September: 0; October: B; November: 3; December: 3
2019-10-06 | July: 5; August: 7969.5; September: 0; October: B; November: 3; December: 3
2019-10-06 | July: 6; August: 8734.5; September: 0; October: B; November: 3; December: 3
2019-10-06 | July: 7; August: 10170; September: 0; October: B; November: 3; December: 3
2019-10-06 | July: 8; August: 11317.75; September: 0; October: B; November: 3; December: 3
2019-10-06 | July: 9; August: 11973.75; September: 0; October: B; November: 3; December: 3
2019-10-06 | July: 10; August: 12210.25; September: 0; October: B; November: 3; December: 3
2019-10-06 | July: 11; August: 12573.5; September: 0; October: B; November: 3; December: 3
2019-10-06 | July: 12; August: 12572.75; September: 0; October: B; November: 3; December: 3
2019-10-06 | July: 13; August: 11723; September: 0; October: B; November: 3; December: 3
2019-10-06 | July: 14; August: 11151.75; September: 0; October: B; November: 3; December: 3
2019-10-06 | July: 15; August: 11191.25; September: 0; October: B; November: 3; December: 3
2019-10-06 | July: 16; August: 11519; September: 0; October: B; November: 3; December: 3
2019-10-06 | July: 17; August: 11731.75; September: 0; October: B; November: 3; December: 3
2019-10-06 | July: 18; August: 12413.75; September: 0; October: B; November: 2; December: 3
2019-10-06 | July: 19; August: 12951.25; September: 0; October: B; November: 2; December: 3
2019-10-06 | July: 20; August: 11747.5; September: 0; October: B; November: 3; December: 3
2019-10-06 | July: 21; August: 10350.75; September: 0; October: B; November: 3; December: 3
2019-10-06 | July: 22; August: 8967.75; September: 0; October: B; November: 3; December: 3
2019-10-06 | July: 23; August: 8043.5; September: 0; October: B; November: 3; December: 3
2019-10-07 | July: 0; August: 7522; September: 0; October: B; November: 3; December: 3
2019-10-07 | July: 1; August: 7096.25; September: 0; October: B; November: 3; December: 3
2019-10-07 | July: 2; August: 7112.25; September: 0; October: B; November: 3; December: 3
2019-10-07 | July: 3; August: 7440.25; September: 0; October: B; November: 3; December: 3
2019-10-07 | July: 4; August: 8192; September: 0; October: B; November: 3; December: 3
2019-10-07 | July: 5; August: 9891.25; September: 0; October: B; November: 3; December: 3
2019-10-07 | July: 6; August: 12095; September: 0; October: B; November: 2; December: 2
2019-10-07 | July: 7; August: 13102; September: 0; October: B; November: 1; December: 1
2019-10-07 | July: 8; August: 14681.5; September: 0; October: B; November: 1; December: 1
2019-10-07 | July: 9; August: 15484; September: 0; October: B; November: 2; December: 1
2019-10-07 | July: 10; August: 15095.5; September: 0; October: B; November: 2; December: 2
2019-10-07 | July: 11; August: 15497.75; September: 0; October: B; November: 2; December: 2
2019-10-07 | July: 12; August: 15356.5; September: 0; October: B; November: 2; December: 2
2019-10-07 | July: 13; August: 14776.75; September: 0; October: B; November: 2; December: 2
2019-10-07 | July: 14; August: 15268; September: 0; October: B; November: 2; December: 2
2019-10-07 | July: 15; August: 14937.25; September: 0; October: B; November: 2; December: 2
2019-10-07 | July: 16; August: 14838.75; September: 0; October: B; November: 2; December: 2
2019-10-07 | July: 17; August: 14139; September: 0; October: B; November: 2; December: 2
2019-10-07 | July: 18; August: 14718; September: 0; October: B; November: 1; December: 1
2019-10-07 | July: 19; August: 14933.5; September: 0; October: B; November: 1; December: 1
2019-10-07 | July: 20; August: 13525.75; September: 0; October: B; November: 1; December: 2
2019-10-07 | July: 21; August: 11845.25; September: 0; October: B; November: 2; December: 2
2019-10-07 | July: 22; August: 10025.5; September: 0; October: B; November: 3; December: 3
2019-10-07 | July: 23; August: 9392.5; September: 0; October: B; November: 3; December: 3
2019-10-08 | July: 0; August: 8817.25; September: 0; October: B; November: 3; December: 3
2019-10-08 | July: 1; August: 8161.25; September: 0; October: B; November: 3; December: 3
2019-10-08 | July: 2; August: 8343; September: 0; October: B; November: 3; December: 3
2019-10-08 | July: 3; August: 8430; September: 0; October: B; November: 3; December: 3
2019-10-08 | July: 4; August: 9078; September: 0; October: B; November: 3; December: 3
2019-10-08 | July: 5; August: 11038.5; September: 0; October: B; November: 3; December: 3
2019-10-08 | July: 6; August: 12651; September: 0; October: B; November: 2; December: 2
2019-10-08 | July: 7; August: 13337.5; September: 0; October: B; November: 1; December: 1
2019-10-08 | July: 8; August: 14665.75; September: 0; October: B; November: 1; December: 1
2019-10-08 | July: 9; August: 15261; September: 0; October: B; November: 2; December: 1
2019-10-08 | July: 10; August: 14797.25; September: 0; October: B; November: 2; December: 2
2019-10-08 | July: 11; August: 15144; September: 0; October: B; November: 2; December: 2
2019-10-08 | July: 12; August: 14912; September: 0; October: B; November: 2; December: 2
2019-10-08 | July: 13; August: 14331.75; September: 0; October: B; November: 2; December: 2
2019-10-08 | July: 14; August: 14866.75; September: 0; October: B; November: 2; December: 2
2019-10-08 | July: 15; August: 14530; September: 0; October: B; November: 2; December: 2
2019-10-08 | July: 16; August: 14619; September: 0; October: B; November: 2; December: 2
2019-10-08 | July: 17; August: 14089.75; September: 0; October: B; November: 2; December: 2
2019-10-08 | July: 18; August: 14666.75; September: 0; October: B; November: 1; December: 1
2019-10-08 | July: 19; August: 14998.25; September: 0; October: B; November: 1; December: 1
2019-10-08 | July: 20; August: 13451; September: 0; October: B; November: 1; December: 2
2019-10-08 | July: 21; August: 11883.25; September: 0; October: B; November: 2; December: 2
2019-10-08 | July: 22; August: 10367.25; September: 0; October: B; November: 3; December: 3
2019-10-08 | July: 23; August: 9380; September: 0; October: B; November: 3; December: 3
2019-10-09 | July: 0; August: 8783.25; September: 0; October: B; November: 3; December: 3
2019-10-09 | July: 1; August: 8253.25; September: 0; October: B; November: 3; December: 3
2019-10-09 | July: 2; August: 8287.25; September: 0; October: B; November: 3; December: 3
2019-10-09 | July: 3; August: 8444.5; September: 0; October: B; November: 3; December: 3
2019-10-09 | July: 4; August: 9201; September: 0; October: B; November: 3; December: 3
2019-10-09 | July: 5; August: 11002; September: 0; October: B; November: 3; December: 3
2019-10-09 | July: 6; August: 12745; September: 0; October: B; November: 2; December: 2
2019-10-09 | July: 7; August: 13476; September: 0; October: B; November: 1; December: 1
2019-10-09 | July: 8; August: 14619; September: 0; October: B; November: 1; December: 1
2019-10-09 | July: 9; August: 15442.5; September: 0; October: B; November: 2; December: 1
2019-10-09 | July: 10; August: 14907.5; September: 0; October: B; November: 2; December: 2
2019-10-09 | July: 11; August: 14953; September: 0; October: B; November: 2; December: 2
2019-10-09 | July: 12; August: 14771.75; September: 0; October: B; November: 2; December: 2
2019-10-09 | July: 13; August: 14003.5; September: 0; October: B; November: 2; December: 2
2019-10-09 | July: 14; August: 14436; September: 0; October: B; November: 2; December: 2
2019-10-09 | July: 15; August: 14563.25; September: 0; October: B; November: 2; December: 2
2019-10-09 | July: 16; August: 14461.25; September: 0; October: B; November: 2; December: 2
2019-10-09 | July: 17; August: 14289.5; September: 0; October: B; November: 2; December: 2
2019-10-09 | July: 18; August: 14653; September: 0; October: B; November: 1; December: 1
2019-10-09 | July: 19; August: 14771.75; September: 0; October: B; November: 1; December: 1
2019-10-09 | July: 20; August: 13426.75; September: 0; October: B; November: 1; December: 2
2019-10-09 | July: 21; August: 11802; September: 0; October: B; November: 2; December: 2
2019-10-09 | July: 22; August: 10238.25; September: 0; October: B; November: 3; December: 3
2019-10-09 | July: 23; August: 9236.75; September: 0; October: B; November: 3; December: 3
2019-10-10 | July: 0; August: 8665.75; September: 0; October: B; November: 3; December: 3
2019-10-10 | July: 1; August: 8095.25; September: 0; October: B; November: 3; December: 3
2019-10-10 | July: 2; August: 8213.25; September: 0; October: B; November: 3; December: 3
2019-10-10 | July: 3; August: 8531.5; September: 0; October: B; November: 3; December: 3
2019-10-10 | July: 4; August: 9434.5; September: 0; October: B; November: 3; December: 3
2019-10-10 | July: 5; August: 11280.75; September: 0; October: B; November: 3; December: 3
2019-10-10 | July: 6; August: 12848.5; September: 0; October: B; November: 2; December: 2
2019-10-10 | July: 7; August: 13564.75; September: 0; October: B; November: 1; December: 1
2019-10-10 | July: 8; August: 14713; September: 0; October: B; November: 1; December: 1
2019-10-10 | July: 9; August: 15195.25; September: 0; October: B; November: 2; December: 1
2019-10-10 | July: 10; August: 14611.25; September: 0; October: B; November: 2; December: 2
2019-10-10 | July: 11; August: 14763.75; September: 0; October: B; November: 2; December: 2
2019-10-10 | July: 12; August: 14573.75; September: 0; October: B; November: 2; December: 2
2019-10-10 | July: 13; August: 14102.75; September: 0; October: B; November: 2; December: 2
2019-10-10 | July: 14; August: 14308.5; September: 0; October: B; November: 2; December: 2
2019-10-10 | July: 15; August: 14405.75; September: 0; October: B; November: 2; December: 2
2019-10-10 | July: 16; August: 14512.75; September: 0; October: B; November: 2; December: 2
2019-10-10 | July: 17; August: 14131.25; September: 0; October: B; November: 2; December: 2
2019-10-10 | July: 18; August: 14530.5; September: 0; October: B; November: 1; December: 1
2019-10-10 | July: 19; August: 14772.5; September: 0; October: B; November: 1; December: 1
2019-10-10 | July: 20; August: 13495.75; September: 0; October: B; November: 1; December: 2
2019-10-10 | July: 21; August: 11988.75; September: 0; October: B; November: 2; December: 2
2019-10-10 | July: 22; August: 10327.25; September: 0; October: B; November: 3; December: 3
2019-10-10 | July: 23; August: 9404.25; September: 0; October: B; November: 3; December: 3
2019-10-11 | July: 0; August: 8804.25; September: 0; October: B; November: 3; December: 3
2019-10-11 | July: 1; August: 8151; September: 0; October: B; November: 3; December: 3
2019-10-11 | July: 2; August: 8403.25; September: 0; October: B; November: 3; December: 3
2019-10-11 | July: 3; August: 8583.5; September: 0; October: B; November: 3; December: 3
2019-10-11 | July: 4; August: 9251.25; September: 0; October: B; November: 3; December: 3
2019-10-11 | July: 5; August: 10993.5; September: 0; October: B; November: 3; December: 3
2019-10-11 | July: 6; August: 12729.75; September: 0; October: B; November: 2; December: 2
2019-10-11 | July: 7; August: 13444.5; September: 0; October: B; November: 1; December: 1
2019-10-11 | July: 8; August: 14824.25; September: 0; October: B; November: 1; December: 1
2019-10-11 | July: 9; August: 15461.75; September: 0; October: B; November: 2; December: 1
2019-10-11 | July: 10; August: 14979.75; September: 0; October: B; November: 2; December: 2
2019-10-11 | July: 11; August: 15195.25; September: 0; October: B; November: 2; December: 2
2019-10-11 | July: 12; August: 14948; September: 0; October: B; November: 2; December: 2
2019-10-11 | July: 13; August: 14401.75; September: 0; October: B; November: 2; December: 2
2019-10-11 | July: 14; August: 14125.25; September: 0; October: B; November: 2; December: 2
2019-10-11 | July: 15; August: 13688.25; September: 0; October: B; November: 2; December: 2
2019-10-11 | July: 16; August: 13433.75; September: 0; October: B; November: 2; December: 2
2019-10-11 | July: 17; August: 13258; September: 0; October: B; November: 2; December: 2
2019-10-11 | July: 18; August: 13293.5; September: 0; October: B; November: 1; December: 1
2019-10-11 | July: 19; August: 13975.5; September: 0; October: B; November: 1; December: 1
2019-10-11 | July: 20; August: 12536; September: 0; October: B; November: 1; December: 2
2019-10-11 | July: 21; August: 11259; September: 0; October: B; November: 2; December: 2
2019-10-11 | July: 22; August: 10230; September: 0; October: B; November: 3; December: 3
2019-10-11 | July: 23; August: 9260.5; September: 0; October: B; November: 3; December: 3
2019-10-12 | July: 0; August: 8615.75; September: 0; October: B; November: 3; December: 3
2019-10-12 | July: 1; August: 8147.75; September: 0; October: B; November: 3; December: 3
2019-10-12 | July: 2; August: 8027.5; September: 0; October: B; November: 3; December: 3
2019-10-12 | July: 3; August: 8127.5; September: 0; October: B; November: 3; December: 3
2019-10-12 | July: 4; August: 8424; September: 0; October: B; November: 3; December: 3
2019-10-12 | July: 5; August: 8948.25; September: 0; October: B; November: 3; December: 3
2019-10-12 | July: 6; August: 9501.75; September: 0; October: B; November: 3; December: 3
2019-10-12 | July: 7; August: 11517.75; September: 0; October: B; November: 2; December: 2
2019-10-12 | July: 8; August: 13370.5; September: 0; October: B; November: 2; December: 2
2019-10-12 | July: 9; August: 14188.25; September: 0; October: B; November: 2; December: 2
2019-10-12 | July: 10; August: 13982.25; September: 0; October: B; November: 2; December: 2
2019-10-12 | July: 11; August: 14004.5; September: 0; October: B; November: 2; December: 2
2019-10-12 | July: 12; August: 13196.25; September: 0; October: B; November: 3; December: 3
2019-10-12 | July: 13; August: 12496; September: 0; October: B; November: 3; December: 3
2019-10-12 | July: 14; August: 11867.75; September: 0; October: B; November: 3; December: 3
2019-10-12 | July: 15; August: 11659; September: 0; October: B; November: 3; December: 3
2019-10-12 | July: 16; August: 11758.25; September: 0; October: B; November: 3; December: 3
2019-10-12 | July: 17; August: 12003.5; September: 0; October: B; November: 3; December: 3
2019-10-12 | July: 18; August: 12161.5; September: 0; October: B; November: 2; December: 2
2019-10-12 | July: 19; August: 12332.75; September: 0; October: B; November: 2; December: 2
2019-10-12 | July: 20; August: 11716.75; September: 0; October: B; November: 3; December: 3
2019-10-12 | July: 21; August: 10791.25; September: 0; October: B; November: 3; December: 3
2019-10-12 | July: 22; August: 9777.25; September: 0; October: B; November: 3; December: 3
2019-10-12 | July: 23; August: 8875.5; September: 0; October: B; November: 3; December: 3
2019-10-13 | July: 0; August: 8266.25; September: 0; October: B; November: 3; December: 3
2019-10-13 | July: 1; August: 7998.25; September: 0; October: B; November: 3; December: 3
2019-10-13 | July: 2; August: 7731.75; September: 0; October: B; November: 3; December: 3
2019-10-13 | July: 3; August: 7883.5; September: 0; October: B; November: 3; December: 3
2019-10-13 | July: 4; August: 8086.25; September: 0; October: B; November: 3; December: 3
2019-10-13 | July: 5; August: 8367.75; September: 0; October: B; November: 3; December: 3
2019-10-13 | July: 6; August: 8893.25; September: 0; October: B; November: 3; December: 3
2019-10-13 | July: 7; August: 10416; September: 0; October: B; November: 3; December: 3
2019-10-13 | July: 8; August: 11513.25; September: 0; October: B; November: 3; December: 3
2019-10-13 | July: 9; August: 12022.25; September: 0; October: B; November: 3; December: 3
2019-10-13 | July: 10; August: 12293.25; September: 0; October: B; November: 3; December: 3
2019-10-13 | July: 11; August: 12367.75; September: 0; October: B; November: 3; December: 3
2019-10-13 | July: 12; August: 12278; September: 0; October: B; November: 3; December: 3
2019-10-13 | July: 13; August: 11924.5; September: 0; October: B; November: 3; December: 3
2019-10-13 | July: 14; August: 11523.75; September: 0; October: B; November: 3; December: 3
2019-10-13 | July: 15; August: 11446.75; September: 0; October: B; November: 3; December: 3
2019-10-13 | July: 16; August: 11566.25; September: 0; October: B; November: 3; December: 3
2019-10-13 | July: 17; August: 11793.5; September: 0; October: B; November: 3; December: 3
2019-10-13 | July: 18; August: 12002.75; September: 0; October: B; November: 2; December: 3
2019-10-13 | July: 19; August: 13080.75; September: 0; October: B; November: 2; December: 3
2019-10-13 | July: 20; August: 12439.75; September: 0; October: B; November: 3; December: 3
2019-10-13 | July: 21; August: 11032.75; September: 0; October: B; November: 3; December: 3
2019-10-13 | July: 22; August: 9611; September: 0; October: B; November: 3; December: 3
2019-10-13 | July: 23; August: 8577.25; September: 0; October: B; November: 3; December: 3
2019-10-14 | July: 0; August: 7993.25; September: 0; October: B; November: 3; December: 3
2019-10-14 | July: 1; August: 7602.25; September: 0; October: B; November: 3; December: 3
2019-10-14 | July: 2; August: 7397; September: 0; October: B; November: 3; December: 3
2019-10-14 | July: 3; August: 7679; September: 0; October: B; November: 3; December: 3
2019-10-14 | July: 4; August: 8277.75; September: 0; October: B; November: 3; December: 3
2019-10-14 | July: 5; August: 9941.25; September: 0; October: B; November: 3; December: 3
2019-10-14 | July: 6; August: 11919.25; September: 0; October: B; November: 2; December: 2
2019-10-14 | July: 7; August: 12909.25; September: 0; October: B; November: 1; December: 1
2019-10-14 | July: 8; August: 14289; September: 0; October: B; November: 1; December: 1
2019-10-14 | July: 9; August: 15030.5; September: 0; October: B; November: 2; December: 1
2019-10-14 | July: 10; August: 14790.75; September: 0; October: B; November: 2; December: 2
2019-10-14 | July: 11; August: 15152.25; September: 0; October: B; November: 2; December: 2
2019-10-14 | July: 12; August: 15157; September: 0; October: B; November: 2; December: 2
2019-10-14 | July: 13; August: 14714.25; September: 0; October: B; November: 2; December: 2
2019-10-14 | July: 14; August: 14965; September: 0; October: B; November: 2; December: 2
2019-10-14 | July: 15; August: 14967.25; September: 0; October: B; November: 2; December: 2
2019-10-14 | July: 16; August: 14838; September: 0; October: B; November: 2; December: 2
2019-10-14 | July: 17; August: 14106.75; September: 0; October: B; November: 2; December: 2
2019-10-14 | July: 18; August: 14415; September: 0; October: B; November: 1; December: 1
2019-10-14 | July: 19; August: 14671.5; September: 0; October: B; November: 1; December: 1
2019-10-14 | July: 20; August: 13601.5; September: 0; October: B; November: 1; December: 2
2019-10-14 | July: 21; August: 11797.5; September: 0; October: B; November: 2; December: 2
2019-10-14 | July: 22; August: 10205.25; September: 0; October: B; November: 3; December: 3
2019-10-14 | July: 23; August: 9444; September: 0; October: B; November: 3; December: 3
2019-10-15 | July: 0; August: 8976.5; September: 0; October: B; November: 3; December: 3
2019-10-15 | July: 1; August: 8302.5; September: 0; October: B; November: 3; December: 3
2019-10-15 | July: 2; August: 8393; September: 0; October: B; November: 3; December: 3
2019-10-15 | July: 3; August: 8560.25; September: 0; October: B; November: 3; December: 3
2019-10-15 | July: 4; August: 9180; September: 0; October: B; November: 3; December: 3
2019-10-15 | July: 5; August: 11109.75; September: 0; October: B; November: 3; December: 3
2019-10-15 | July: 6; August: 12295.75; September: 0; October: B; November: 2; December: 2
2019-10-15 | July: 7; August: 13454.5; September: 0; October: B; November: 1; December: 1
2019-10-15 | July: 8; August: 14827.5; September: 0; October: B; November: 1; December: 1
2019-10-15 | July: 9; August: 15360.25; September: 0; October: B; November: 2; December: 1
2019-10-15 | July: 10; August: 15085; September: 0; October: B; November: 2; December: 2
2019-10-15 | July: 11; August: 15288; September: 0; October: B; November: 2; December: 2
2019-10-15 | July: 12; August: 15635.5; September: 0; October: B; November: 2; December: 2
2019-10-15 | July: 13; August: 15144.25; September: 0; October: B; November: 2; December: 2
2019-10-15 | July: 14; August: 15839.25; September: 0; October: B; November: 2; December: 2
2019-10-15 | July: 15; August: 15664.25; September: 0; October: B; November: 2; December: 2
2019-10-15 | July: 16; August: 15290; September: 0; October: B; November: 2; December: 2
2019-10-15 | July: 17; August: 14772; September: 0; October: B; November: 2; December: 2
2019-10-15 | July: 18; August: 14670; September: 0; October: B; November: 1; December: 1
2019-10-15 | July: 19; August: 14691.5; September: 0; October: B; November: 1; December: 1
2019-10-15 | July: 20; August: 13662.5; September: 0; October: B; November: 1; December: 2
2019-10-15 | July: 21; August: 11852.25; September: 0; October: B; November: 2; December: 2
2019-10-15 | July: 22; August: 10426; September: 0; October: B; November: 3; December: 3
2019-10-15 | July: 23; August: 9405; September: 0; October: B; November: 3; December: 3
2019-10-16 | July: 0; August: 8862.75; September: 0; October: B; November: 3; December: 3
2019-10-16 | July: 1; August: 8386.25; September: 0; October: B; November: 3; December: 3
2019-10-16 | July: 2; August: 8311.5; September: 0; October: B; November: 3; December: 3
2019-10-16 | July: 3; August: 8636.5; September: 0; October: B; November: 3; December: 3
2019-10-16 | July: 4; August: 9467.25; September: 0; October: B; November: 3; December: 3
2019-10-16 | July: 5; August: 11121; September: 0; October: B; November: 3; December: 3
2019-10-16 | July: 6; August: 12715.75; September: 0; October: B; November: 2; December: 2
2019-10-16 | July: 7; August: 13679.25; September: 0; October: B; November: 1; December: 1
2019-10-16 | July: 8; August: 14963; September: 0; October: B; November: 1; December: 1
2019-10-16 | July: 9; August: 15448.5; September: 0; October: B; November: 2; December: 1
2019-10-16 | July: 10; August: 15074.75; September: 0; October: B; November: 2; December: 2
2019-10-16 | July: 11; August: 15038.5; September: 0; October: B; November: 2; December: 2
2019-10-16 | July: 12; August: 15361.75; September: 0; October: B; November: 2; December: 2
2019-10-16 | July: 13; August: 14933.75; September: 0; October: B; November: 2; December: 2
2019-10-16 | July: 14; August: 15503; September: 0; October: B; November: 2; December: 2
2019-10-16 | July: 15; August: 15321.75; September: 0; October: B; November: 2; December: 2
2019-10-16 | July: 16; August: 15269.25; September: 0; October: B; November: 2; December: 2
2019-10-16 | July: 17; August: 14841.5; September: 0; October: B; November: 2; December: 2
2019-10-16 | July: 18; August: 14891; September: 0; October: B; November: 1; December: 1
2019-10-16 | July: 19; August: 14730; September: 0; October: B; November: 1; December: 1
2019-10-16 | July: 20; August: 12828; September: 0; October: B; November: 1; December: 2
2019-10-16 | July: 21; August: 11687.5; September: 0; October: B; November: 2; December: 2
2019-10-16 | July: 22; August: 10343.25; September: 0; October: B; November: 3; December: 3
2019-10-16 | July: 23; August: 9328; September: 0; October: B; November: 3; December: 3
2019-10-17 | July: 0; August: 8883.5; September: 0; October: B; November: 3; December: 3
2019-10-17 | July: 1; August: 8466; September: 0; October: B; November: 3; December: 3
2019-10-17 | July: 2; August: 8577.5; September: 0; October: B; November: 3; December: 3
2019-10-17 | July: 3; August: 8865.5; September: 0; October: B; November: 3; December: 3
2019-10-17 | July: 4; August: 9262.5; September: 0; October: B; November: 3; December: 3
2019-10-17 | July: 5; August: 11000.75; September: 0; October: B; November: 3; December: 3
2019-10-17 | July: 6; August: 12788.25; September: 0; October: B; November: 2; December: 2
2019-10-17 | July: 7; August: 13677.75; September: 0; October: B; November: 1; December: 1
2019-10-17 | July: 8; August: 14943.75; September: 0; October: B; November: 1; December: 1
2019-10-17 | July: 9; August: 15501; September: 0; October: B; November: 2; December: 1
2019-10-17 | July: 10; August: 15310.5; September: 0; October: B; November: 2; December: 2
2019-10-17 | July: 11; August: 15819.25; September: 0; October: B; November: 2; December: 2
2019-10-17 | July: 12; August: 15776; September: 0; October: B; November: 2; December: 2
2019-10-17 | July: 13; August: 15271.5; September: 0; October: B; November: 2; December: 2
2019-10-17 | July: 14; August: 15742.5; September: 0; October: B; November: 2; December: 2
2019-10-17 | July: 15; August: 15759.75; September: 0; October: B; November: 2; December: 2
2019-10-17 | July: 16; August: 15609; September: 0; October: B; November: 2; December: 2
2019-10-17 | July: 17; August: 14557.5; September: 0; October: B; November: 2; December: 2
2019-10-17 | July: 18; August: 127.25; September: 0; October: B; November: 1; December: 1
2019-10-17 | July: 19; August: 47.5; September: 0; October: B; November: 1; December: 1
2019-10-17 | July: 20; August: 15437; September: 0; October: B; November: 1; December: 2
2019-10-17 | July: 21; August: 12643; September: 0; October: B; November: 2; December: 2
2019-10-17 | July: 22; August: 10761.5; September: 0; October: B; November: 3; December: 3
2019-10-17 | July: 23; August: 10073.5; September: 0; October: B; November: 3; December: 3
2019-10-18 | July: 0; August: 9266.25; September: 0; October: B; November: 3; December: 3
2019-10-18 | July: 1; August: 8661.5; September: 0; October: B; November: 3; December: 3
2019-10-18 | July: 2; August: 8814; September: 0; October: B; November: 3; December: 3
2019-10-18 | July: 3; August: 9007.5; September: 0; October: B; November: 3; December: 3
2019-10-18 | July: 4; August: 9667.75; September: 0; October: B; November: 3; December: 3
2019-10-18 | July: 5; August: 11174.5; September: 0; October: B; November: 3; December: 3
2019-10-18 | July: 6; August: 12636; September: 0; October: B; November: 2; December: 2
2019-10-18 | July: 7; August: 13453.5; September: 0; October: B; November: 1; December: 1
2019-10-18 | July: 8; August: 14964.25; September: 0; October: B; November: 1; December: 1
2019-10-18 | July: 9; August: 15428.25; September: 0; October: B; November: 2; December: 1
2019-10-18 | July: 10; August: 14640.25; September: 0; October: B; November: 2; December: 2
2019-10-18 | July: 11; August: 14991.25; September: 0; October: B; November: 2; December: 2
2019-10-18 | July: 12; August: 15055.5; September: 0; October: B; November: 2; December: 2
2019-10-18 | July: 13; August: 14706.5; September: 0; October: B; November: 2; December: 2
2019-10-18 | July: 14; August: 14772.5; September: 0; October: B; November: 2; December: 2
2019-10-18 | July: 15; August: 14485; September: 0; October: B; November: 2; December: 2
2019-10-18 | July: 16; August: 13949; September: 0; October: B; November: 2; December: 2
2019-10-18 | July: 17; August: 13644.5; September: 0; October: B; November: 2; December: 2
2019-10-18 | July: 18; August: 13191.75; September: 0; October: B; November: 1; December: 1
2019-10-18 | July: 19; August: 13339.5; September: 0; October: B; November: 1; December: 1
2019-10-18 | July: 20; August: 12120.25; September: 0; October: B; November: 1; December: 2
2019-10-18 | July: 21; August: 11266; September: 0; October: B; November: 2; December: 2
2019-10-18 | July: 22; August: 10106.75; September: 0; October: B; November: 3; December: 3
2019-10-18 | July: 23; August: 9229.25; September: 0; October: B; November: 3; December: 3
2019-10-19 | July: 0; August: 8575.75; September: 0; October: B; November: 3; December: 3
2019-10-19 | July: 1; August: 8028.5; September: 0; October: B; November: 3; December: 3
2019-10-19 | July: 2; August: 7979; September: 0; October: B; November: 3; December: 3
2019-10-19 | July: 3; August: 8097.25; September: 0; October: B; November: 3; December: 3
2019-10-19 | July: 4; August: 8420.75; September: 0; October: B; November: 3; December: 3
2019-10-19 | July: 5; August: 8881.25; September: 0; October: B; November: 3; December: 3
2019-10-19 | July: 6; August: 9764.5; September: 0; October: B; November: 3; December: 3
2019-10-19 | July: 7; August: 11493.5; September: 0; October: B; November: 2; December: 2
2019-10-19 | July: 8; August: 13424.25; September: 0; October: B; November: 2; December: 2
2019-10-19 | July: 9; August: 13993.25; September: 0; October: B; November: 2; December: 2
2019-10-19 | July: 10; August: 13534; September: 0; October: B; November: 2; December: 2
2019-10-19 | July: 11; August: 13478.75; September: 0; October: B; November: 2; December: 2
2019-10-19 | July: 12; August: 12997.5; September: 0; October: B; November: 3; December: 3
2019-10-19 | July: 13; August: 12399.25; September: 0; October: B; November: 3; December: 3
2019-10-19 | July: 14; August: 11854.25; September: 0; October: B; November: 3; December: 3
2019-10-19 | July: 15; August: 11782.75; September: 0; October: B; November: 3; December: 3
2019-10-19 | July: 16; August: 12059.25; September: 0; October: B; November: 3; December: 3
2019-10-19 | July: 17; August: 12087; September: 0; October: B; November: 3; December: 3
2019-10-19 | July: 18; August: 12252.75; September: 0; October: B; November: 2; December: 2
2019-10-19 | July: 19; August: 12253.5; September: 0; October: B; November: 2; December: 2
2019-10-19 | July: 20; August: 11582.25; September: 0; October: B; November: 3; December: 3
2019-10-19 | July: 21; August: 10820.75; September: 0; October: B; November: 3; December: 3
2019-10-19 | July: 22; August: 9838; September: 0; October: B; November: 3; December: 3
2019-10-19 | July: 23; August: 8929.25; September: 0; October: B; November: 3; December: 3
2019-10-20 | July: 0; August: 8395.5; September: 0; October: B; November: 3; December: 3
2019-10-20 | July: 1; August: 8008.5; September: 0; October: B; November: 3; December: 3
2019-10-20 | July: 2; August: 7922; September: 0; October: B; November: 3; December: 3
2019-10-20 | July: 3; August: 8028.25; September: 0; October: B; November: 3; December: 3
2019-10-20 | July: 4; August: 8237; September: 0; October: B; November: 3; December: 3
2019-10-20 | July: 5; August: 8377.75; September: 0; October: B; November: 3; December: 3
2019-10-20 | July: 6; August: 8955.25; September: 0; October: B; November: 3; December: 3
2019-10-20 | July: 7; August: 10427; September: 0; October: B; November: 3; December: 3
2019-10-20 | July: 8; August: 11669.5; September: 0; October: B; November: 3; December: 3
2019-10-20 | July: 9; August: 12353; September: 0; October: B; November: 3; December: 3
2019-10-20 | July: 10; August: 12712.25; September: 0; October: B; November: 3; December: 3
2019-10-20 | July: 11; August: 12889.25; September: 0; October: B; November: 3; December: 3
2019-10-20 | July: 12; August: 12127.25; September: 0; October: B; November: 3; December: 3
2019-10-20 | July: 13; August: 11390.75; September: 0; October: B; November: 3; December: 3
2019-10-20 | July: 14; August: 11089.75; September: 0; October: B; November: 3; December: 3
2019-10-20 | July: 15; August: 11113.75; September: 0; October: B; November: 3; December: 3
2019-10-20 | July: 16; August: 11721.5; September: 0; October: B; November: 3; December: 3
2019-10-20 | July: 17; August: 12457.25; September: 0; October: B; November: 3; December: 3
2019-10-20 | July: 18; August: 12340.5; September: 0; October: B; November: 2; December: 3
2019-10-20 | July: 19; August: 12317.5; September: 0; October: B; November: 2; December: 3
2019-10-20 | July: 20; August: 11511.75; September: 0; October: B; November: 3; December: 3
2019-10-20 | July: 21; August: 10131.5; September: 0; October: B; November: 3; December: 3
2019-10-20 | July: 22; August: 8925; September: 0; October: B; November: 3; December: 3
2019-10-20 | July: 23; August: 7955.25; September: 0; October: B; November: 3; December: 3
2019-10-21 | July: 0; August: 7624.75; September: 0; October: B; November: 3; December: 3
2019-10-21 | July: 1; August: 7386; September: 0; October: B; November: 3; December: 3
2019-10-21 | July: 2; August: 7363; September: 0; October: B; November: 3; December: 3
2019-10-21 | July: 3; August: 7637.75; September: 0; October: B; November: 3; December: 3
2019-10-21 | July: 4; August: 8317; September: 0; October: B; November: 3; December: 3
2019-10-21 | July: 5; August: 9938.5; September: 0; October: B; November: 3; December: 3
2019-10-21 | July: 6; August: 12013.25; September: 0; October: B; November: 2; December: 2
2019-10-21 | July: 7; August: 12912.75; September: 0; October: B; November: 1; December: 1
2019-10-21 | July: 8; August: 14131.5; September: 0; October: B; November: 1; December: 1
2019-10-21 | July: 9; August: 14801.25; September: 0; October: B; November: 2; December: 1
2019-10-21 | July: 10; August: 14502.25; September: 0; October: B; November: 2; December: 2
2019-10-21 | July: 11; August: 14755.25; September: 0; October: B; November: 2; December: 2
2019-10-21 | July: 12; August: 14684.25; September: 0; October: B; November: 2; December: 2
2019-10-21 | July: 13; August: 14439.25; September: 0; October: B; November: 2; December: 2
2019-10-21 | July: 14; August: 15108; September: 0; October: B; November: 2; December: 2
2019-10-21 | July: 15; August: 15070.75; September: 0; October: B; November: 2; December: 2
2019-10-21 | July: 16; August: 14932.25; September: 0; October: B; November: 2; December: 2
2019-10-21 | July: 17; August: 14290; September: 0; October: B; November: 2; December: 2
2019-10-21 | July: 18; August: 14418; September: 0; October: B; November: 1; December: 1
2019-10-21 | July: 19; August: 14445.25; September: 0; October: B; November: 1; December: 1
2019-10-21 | July: 20; August: 13502.75; September: 0; October: B; November: 1; December: 2
2019-10-21 | July: 21; August: 11778.75; September: 0; October: B; November: 2; December: 2
2019-10-21 | July: 22; August: 10057.25; September: 0; October: B; November: 3; December: 3
2019-10-21 | July: 23; August: 9084; September: 0; October: B; November: 3; December: 3
2019-10-22 | July: 0; August: 8604.5; September: 0; October: B; November: 3; December: 3
2019-10-22 | July: 1; August: 8034.75; September: 0; October: B; November: 3; December: 3
2019-10-22 | July: 2; August: 8132.5; September: 0; October: B; November: 3; December: 3
2019-10-22 | July: 3; August: 8482.25; September: 0; October: B; November: 3; December: 3
2019-10-22 | July: 4; August: 9052.5; September: 0; October: B; November: 3; December: 3
2019-10-22 | July: 5; August: 10919.75; September: 0; October: B; November: 3; December: 3
2019-10-22 | July: 6; August: 12754.75; September: 0; October: B; November: 2; December: 2
2019-10-22 | July: 7; August: 13397; September: 0; October: B; November: 1; December: 1
2019-10-22 | July: 8; August: 14922.75; September: 0; October: B; November: 1; December: 1
2019-10-22 | July: 9; August: 15255.25; September: 0; October: B; November: 2; December: 1
2019-10-22 | July: 10; August: 14728; September: 0; October: B; November: 2; December: 2
2019-10-22 | July: 11; August: 15063.5; September: 0; October: B; November: 2; December: 2
2019-10-22 | July: 12; August: 14610.25; September: 0; October: B; November: 2; December: 2
2019-10-22 | July: 13; August: 14200.5; September: 0; October: B; November: 2; December: 2
2019-10-22 | July: 14; August: 14924; September: 0; October: B; November: 2; December: 2
2019-10-22 | July: 15; August: 15093.5; September: 0; October: B; November: 2; December: 2
2019-10-22 | July: 16; August: 14896.75; September: 0; October: B; November: 2; December: 2
2019-10-22 | July: 17; August: 14233.25; September: 0; October: B; November: 2; December: 2
2019-10-22 | July: 18; August: 14471.5; September: 0; October: B; November: 1; December: 1
2019-10-22 | July: 19; August: 14674.25; September: 0; October: B; November: 1; December: 1
2019-10-22 | July: 20; August: 13483.5; September: 0; October: B; November: 1; December: 2
2019-10-22 | July: 21; August: 11856.5; September: 0; October: B; November: 2; December: 2
2019-10-22 | July: 22; August: 10284.75; September: 0; October: B; November: 3; December: 3
2019-10-22 | July: 23; August: 9150.75; September: 0; October: B; November: 3; December: 3
2019-10-23 | July: 0; August: 8521.25; September: 0; October: B; November: 3; December: 3
2019-10-23 | July: 1; August: 8108.5; September: 0; October: B; November: 3; December: 3
2019-10-23 | July: 2; August: 8325.75; September: 0; October: B; November: 3; December: 3
2019-10-23 | July: 3; August: 8428.25; September: 0; October: B; November: 3; December: 3
2019-10-23 | July: 4; August: 9293.75; September: 0; October: B; November: 3; December: 3
2019-10-23 | July: 5; August: 11221.25; September: 0; October: B; November: 3; December: 3
2019-10-23 | July: 6; August: 12783; September: 0; October: B; November: 2; December: 2
2019-10-23 | July: 7; August: 13560; September: 0; October: B; November: 1; December: 1
2019-10-23 | July: 8; August: 15126.75; September: 0; October: B; November: 1; December: 1
2019-10-23 | July: 9; August: 15836.5; September: 0; October: B; November: 2; December: 1
2019-10-23 | July: 10; August: 15737; September: 0; October: B; November: 2; December: 2
2019-10-23 | July: 11; August: 15667.75; September: 0; October: B; November: 2; December: 2
2019-10-23 | July: 12; August: 15584.25; September: 0; October: B; November: 2; December: 2
2019-10-23 | July: 13; August: 14815; September: 0; October: B; November: 2; December: 2
2019-10-23 | July: 14; August: 15117.25; September: 0; October: B; November: 2; December: 2
2019-10-23 | July: 15; August: 15330.5; September: 0; October: B; November: 2; December: 2
2019-10-23 | July: 16; August: 15460.75; September: 0; October: B; November: 2; December: 2
2019-10-23 | July: 17; August: 14918.75; September: 0; October: B; November: 2; December: 2
2019-10-23 | July: 18; August: 14820.75; September: 0; October: B; November: 1; December: 1
2019-10-23 | July: 19; August: 14557.5; September: 0; October: B; November: 1; December: 1
2019-10-23 | July: 20; August: 13388.25; September: 0; October: B; November: 1; December: 2
2019-10-23 | July: 21; August: 11811.25; September: 0; October: B; November: 2; December: 2
2019-10-23 | July: 22; August: 10331; September: 0; October: B; November: 3; December: 3
2019-10-23 | July: 23; August: 9353.5; September: 0; October: B; November: 3; December: 3
2019-10-24 | July: 0; August: 8825.25; September: 0; October: B; November: 3; December: 3
2019-10-24 | July: 1; August: 8175.5; September: 0; October: B; November: 3; December: 3
2019-10-24 | July: 2; August: 8525.75; September: 0; October: B; November: 3; December: 3
2019-10-24 | July: 3; August: 8745.25; September: 0; October: B; November: 3; December: 3
2019-10-24 | July: 4; August: 9559.5; September: 0; October: B; November: 3; December: 3
2019-10-24 | July: 5; August: 11205.25; September: 0; October: B; November: 3; December: 3
2019-10-24 | July: 6; August: 12880; September: 0; October: B; November: 2; December: 2
2019-10-24 | July: 7; August: 13969.5; September: 0; October: B; November: 1; December: 1
2019-10-24 | July: 8; August: 15481.5; September: 0; October: B; November: 1; December: 1
2019-10-24 | July: 9; August: 15747.25; September: 0; October: B; November: 2; December: 1
2019-10-24 | July: 10; August: 15443.5; September: 0; October: B; November: 2; December: 2
2019-10-24 | July: 11; August: 15329.5; September: 0; October: B; November: 2; December: 2
2019-10-24 | July: 12; August: 15250; September: 0; October: B; November: 2; December: 2
2019-10-24 | July: 13; August: 14544.5; September: 0; October: B; November: 2; December: 2
2019-10-24 | July: 14; August: 14886.5; September: 0; October: B; November: 2; December: 2
2019-10-24 | July: 15; August: 14837.75; September: 0; October: B; November: 2; December: 2
2019-10-24 | July: 16; August: 14878.75; September: 0; October: B; November: 2; December: 2
2019-10-24 | July: 17; August: 14503; September: 0; October: B; November: 2; December: 2
2019-10-24 | July: 18; August: 14752.25; September: 0; October: B; November: 1; December: 1
2019-10-24 | July: 19; August: 14613.75; September: 0; October: B; November: 1; December: 1
2019-10-24 | July: 20; August: 13622.25; September: 0; October: B; November: 1; December: 2
2019-10-24 | July: 21; August: 12008.75; September: 0; October: B; November: 2; December: 2
2019-10-24 | July: 22; August: 10567.5; September: 0; October: B; November: 3; December: 3
2019-10-24 | July: 23; August: 9629.75; September: 0; October: B; November: 3; December: 3
2019-10-25 | July: 0; August: 8962; September: 0; October: B; November: 3; December: 3
2019-10-25 | July: 1; August: 8399.75; September: 0; October: B; November: 3; December: 3
2019-10-25 | July: 2; August: 8634.75; September: 0; October: B; November: 3; December: 3
2019-10-25 | July: 3; August: 8762.25; September: 0; October: B; November: 3; December: 3
2019-10-25 | July: 4; August: 9592.25; September: 0; October: B; November: 3; December: 3
2019-10-25 | July: 5; August: 11149; September: 0; October: B; November: 3; December: 3
2019-10-25 | July: 6; August: 12951; September: 0; October: B; November: 2; December: 2
2019-10-25 | July: 7; August: 13946; September: 0; October: B; November: 1; December: 1
2019-10-25 | July: 8; August: 15558; September: 0; October: B; November: 1; December: 1
2019-10-25 | July: 9; August: 16279; September: 0; October: B; November: 2; December: 1
2019-10-25 | July: 10; August: 16300.25; September: 0; October: B; November: 2; December: 2
2019-10-25 | July: 11; August: 16373.25; September: 0; October: B; November: 2; December: 2
2019-10-25 | July: 12; August: 15980.25; September: 0; October: B; November: 2; December: 2
2019-10-25 | July: 13; August: 15128; September: 0; October: B; November: 2; December: 2
2019-10-25 | July: 14; August: 14967.75; September: 0; October: B; November: 2; December: 2
2019-10-25 | July: 15; August: 14556.5; September: 0; October: B; November: 2; December: 2
2019-10-25 | July: 16; August: 14447.75; September: 0; October: B; November: 2; December: 2
2019-10-25 | July: 17; August: 14199.5; September: 0; October: B; November: 2; December: 2
2019-10-25 | July: 18; August: 13708; September: 0; October: B; November: 1; December: 1
2019-10-25 | July: 19; August: 13902.25; September: 0; October: B; November: 1; December: 1
2019-10-25 | July: 20; August: 12888.5; September: 0; October: B; November: 1; December: 2
2019-10-25 | July: 21; August: 11509.25; September: 0; October: B; November: 2; December: 2
2019-10-25 | July: 22; August: 10364; September: 0; October: B; November: 3; December: 3
2019-10-25 | July: 23; August: 9548.5; September: 0; October: B; November: 3; December: 3
2019-10-26 | July: 0; August: 8592.5; September: 0; October: B; November: 3; December: 3
2019-10-26 | July: 1; August: 8019.75; September: 0; October: B; November: 3; December: 3
2019-10-26 | July: 2; August: 8065.25; September: 0; October: B; November: 3; December: 3
2019-10-26 | July: 3; August: 8262.25; September: 0; October: B; November: 3; December: 3
2019-10-26 | July: 4; August: 8479.75; September: 0; October: B; November: 3; December: 3
2019-10-26 | July: 5; August: 8988; September: 0; October: B; November: 3; December: 3
2019-10-26 | July: 6; August: 9695.5; September: 0; October: B; November: 3; December: 3
2019-10-26 | July: 7; August: 11664.25; September: 0; October: B; November: 2; December: 2
2019-10-26 | July: 8; August: 13444.75; September: 0; October: B; November: 2; December: 2
2019-10-26 | July: 9; August: 14103.25; September: 0; October: B; November: 2; December: 2
2019-10-26 | July: 10; August: 13869.5; September: 0; October: B; November: 2; December: 2
2019-10-26 | July: 11; August: 13844.25; September: 0; October: B; November: 2; December: 2
2019-10-26 | July: 12; August: 13223; September: 0; October: B; November: 3; December: 3
2019-10-26 | July: 13; August: 12653.25; September: 0; October: B; November: 3; December: 3
2019-10-26 | July: 14; August: 12062.25; September: 0; October: B; November: 3; December: 3
2019-10-26 | July: 15; August: 11897.75; September: 0; October: B; November: 3; December: 3
2019-10-26 | July: 16; August: 11693.5; September: 0; October: B; November: 3; December: 3
2019-10-26 | July: 17; August: 11820.25; September: 0; October: B; November: 3; December: 3
2019-10-26 | July: 18; August: 11909.75; September: 0; October: B; November: 2; December: 2
2019-10-26 | July: 19; August: 11989.5; September: 0; October: B; November: 2; December: 2
2019-10-26 | July: 20; August: 11614.75; September: 0; October: B; November: 3; December: 3
2019-10-26 | July: 21; August: 10742.75; September: 0; October: B; November: 3; December: 3
2019-10-26 | July: 22; August: 9795.75; September: 0; October: B; November: 3; December: 3
2019-10-26 | July: 23; August: 8927.75; September: 0; October: B; November: 3; December: 3
2019-10-27 | July: 0; August: 8378; September: 0; October: B; November: 3; December: 3
2019-10-27 | July: 1; August: 8062; September: 0; October: B; November: 3; December: 3
2019-10-27 | July: 2; August: 7867.25; September: 0; October: B; November: 3; December: 3
2019-10-27 | July: 3; August: 8072.5; September: 0; October: B; November: 3; December: 3
2019-10-27 | July: 4; August: 8251; September: 0; October: B; November: 3; December: 3
2019-10-27 | July: 5; August: 8462.75; September: 0; October: B; November: 3; December: 3
2019-10-27 | July: 6; August: 9053.5; September: 0; October: B; November: 3; December: 3
2019-10-27 | July: 7; August: 10677.25; September: 0; October: B; November: 3; December: 3
2019-10-27 | July: 8; August: 12005.25; September: 0; October: B; November: 3; December: 3
2019-10-27 | July: 9; August: 12756.5; September: 0; October: B; November: 3; December: 3
2019-10-27 | July: 10; August: 12794.25; September: 0; October: B; November: 3; December: 3
2019-10-27 | July: 11; August: 12005.75; September: 0; October: B; November: 3; December: 3
2019-10-27 | July: 12; August: 11765.5; September: 0; October: B; November: 3; December: 3
2019-10-27 | July: 13; August: 11762.5; September: 0; October: B; November: 3; December: 3
2019-10-27 | July: 14; August: 11196.75; September: 0; October: B; November: 3; December: 3
2019-10-27 | July: 15; August: 11028.75; September: 0; October: B; November: 3; December: 3
2019-10-27 | July: 16; August: 11598.75; September: 0; October: B; November: 3; December: 3
2019-10-27 | July: 17; August: 12302.75; September: 0; October: B; November: 3; December: 3
2019-10-27 | July: 18; August: 12516.75; September: 0; October: B; November: 2; December: 3
2019-10-27 | July: 19; August: 12768.5; September: 0; October: B; November: 2; December: 3
2019-10-27 | July: 20; August: 11864.25; September: 0; October: B; November: 3; December: 3
2019-10-27 | July: 21; August: 10462; September: 0; October: B; November: 3; December: 3
2019-10-27 | July: 22; August: 9076.25; September: 0; October: B; November: 3; December: 3
2019-10-27 | July: 23; August: 8040.5; September: 0; October: B; November: 3; December: 3
2019-10-28 | July: 0; August: 7619.75; September: 0; October: B; November: 3; December: 3
2019-10-28 | July: 1; August: 7307.5; September: 0; October: B; November: 3; December: 3
2019-10-28 | July: 2; August: 7156.5; September: 0; October: B; November: 3; December: 3
2019-10-28 | July: 3; August: 7378.5; September: 0; October: B; November: 3; December: 3
2019-10-28 | July: 4; August: 8131.75; September: 0; October: B; November: 3; December: 3
2019-10-28 | July: 5; August: 9890.75; September: 0; October: B; November: 3; December: 3
2019-10-28 | July: 6; August: 12267.5; September: 0; October: B; November: 2; December: 2
2019-10-28 | July: 7; August: 13248.25; September: 0; October: B; November: 1; December: 1
2019-10-28 | July: 8; August: 14158; September: 0; October: B; November: 1; December: 1
2019-10-28 | July: 9; August: 15739; September: 0; October: B; November: 2; December: 1
2019-10-28 | July: 10; August: 15326; September: 0; October: B; November: 2; December: 2
2019-10-28 | July: 11; August: 15230.75; September: 0; October: B; November: 2; December: 2
2019-10-28 | July: 12; August: 15149.5; September: 0; October: B; November: 2; December: 2
2019-10-28 | July: 13; August: 14661.5; September: 0; October: B; November: 2; December: 2
2019-10-28 | July: 14; August: 15003.5; September: 0; October: B; November: 2; December: 2
2019-10-28 | July: 15; August: 14778.25; September: 0; October: B; November: 2; December: 2
2019-10-28 | July: 16; August: 14881.5; September: 0; October: B; November: 2; December: 2
2019-10-28 | July: 17; August: 14495.5; September: 0; October: B; November: 2; December: 2
2019-10-28 | July: 18; August: 15107.5; September: 0; October: B; November: 1; December: 1
2019-10-28 | July: 19; August: 15135.75; September: 0; October: B; November: 1; December: 1
2019-10-28 | July: 20; August: 13967.25; September: 0; October: B; November: 1; December: 2
2019-10-28 | July: 21; August: 11996.25; September: 0; October: B; November: 2; December: 2
2019-10-28 | July: 22; August: 10425.25; September: 0; October: B; November: 3; December: 3
2019-10-28 | July: 23; August: 9415.25; September: 0; October: B; November: 3; December: 3
2019-10-29 | July: 0; August: 8651.25; September: 0; October: B; November: 3; December: 3
2019-10-29 | July: 1; August: 7992.75; September: 0; October: B; November: 3; December: 3
2019-10-29 | July: 2; August: 7985.75; September: 0; October: B; November: 3; December: 3
2019-10-29 | July: 3; August: 8282.5; September: 0; October: B; November: 3; December: 3
2019-10-29 | July: 4; August: 8891; September: 0; October: B; November: 3; December: 3
2019-10-29 | July: 5; August: 10747.5; September: 0; October: B; November: 3; December: 3
2019-10-29 | July: 6; August: 12731.75; September: 0; October: B; November: 2; December: 2
2019-10-29 | July: 7; August: 13435.25; September: 0; October: B; November: 1; December: 1
2019-10-29 | July: 8; August: 14516; September: 0; October: B; November: 1; December: 1
2019-10-29 | July: 9; August: 15514.25; September: 0; October: B; November: 2; December: 1
2019-10-29 | July: 10; August: 15126.75; September: 0; October: B; November: 2; December: 2
2019-10-29 | July: 11; August: 15121; September: 0; October: B; November: 2; December: 2
2019-10-29 | July: 12; August: 14722; September: 0; October: B; November: 2; December: 2
2019-10-29 | July: 13; August: 14092.5; September: 0; October: B; November: 2; December: 2
2019-10-29 | July: 14; August: 14286; September: 0; October: B; November: 2; December: 2
2019-10-29 | July: 15; August: 14498.25; September: 0; October: B; November: 2; December: 2
2019-10-29 | July: 16; August: 14573.25; September: 0; October: B; November: 2; December: 2
2019-10-29 | July: 17; August: 14185.5; September: 0; October: B; November: 2; December: 2
2019-10-29 | July: 18; August: 14476.75; September: 0; October: B; November: 1; December: 1
2019-10-29 | July: 19; August: 14752.25; September: 0; October: B; November: 1; December: 1
2019-10-29 | July: 20; August: 13900.25; September: 0; October: B; November: 1; December: 2
2019-10-29 | July: 21; August: 12127; September: 0; October: B; November: 2; December: 2
2019-10-29 | July: 22; August: 10290.5; September: 0; October: B; November: 3; December: 3
2019-10-29 | July: 23; August: 9351.25; September: 0; October: B; November: 3; December: 3
2019-10-30 | July: 0; August: 8653.25; September: 0; October: B; November: 3; December: 3
2019-10-30 | July: 1; August: 8018.25; September: 0; October: B; November: 3; December: 3
2019-10-30 | July: 2; August: 8066.75; September: 0; October: B; November: 3; December: 3
2019-10-30 | July: 3; August: 8419.75; September: 0; October: B; November: 3; December: 3
2019-10-30 | July: 4; August: 8839.5; September: 0; October: B; November: 3; December: 3
2019-10-30 | July: 5; August: 10792.75; September: 0; October: B; November: 3; December: 3
2019-10-30 | July: 6; August: 12632.75; September: 0; October: B; November: 2; December: 2
2019-10-30 | July: 7; August: 13440.25; September: 0; October: B; November: 1; December: 1
2019-10-30 | July: 8; August: 14712; September: 0; October: B; November: 1; December: 1
2019-10-30 | July: 9; August: 15031; September: 0; October: B; November: 2; December: 1
2019-10-30 | July: 10; August: 14754.25; September: 0; October: B; November: 2; December: 2
2019-10-30 | July: 11; August: 15046.75; September: 0; October: B; November: 2; December: 2
2019-10-30 | July: 12; August: 14796.75; September: 0; October: B; November: 2; December: 2
2019-10-30 | July: 13; August: 14231; September: 0; October: B; November: 2; December: 2
2019-10-30 | July: 14; August: 14804.5; September: 0; October: B; November: 2; December: 2
2019-10-30 | July: 15; August: 14863.25; September: 0; October: B; November: 2; December: 2
2019-10-30 | July: 16; August: 14689.5; September: 0; October: B; November: 2; December: 2
2019-10-30 | July: 17; August: 14373.75; September: 0; October: B; November: 2; December: 2
2019-10-30 | July: 18; August: 14420; September: 0; October: B; November: 1; December: 1
2019-10-30 | July: 19; August: 14691; September: 0; October: B; November: 1; December: 1
2019-10-30 | July: 20; August: 13933; September: 0; October: B; November: 1; December: 2
2019-10-30 | July: 21; August: 12345.25; September: 0; October: B; November: 2; December: 2
2019-10-30 | July: 22; August: 10277.25; September: 0; October: B; November: 3; December: 3
2019-10-30 | July: 23; August: 9151.25; September: 0; October: B; November: 3; December: 3
2019-10-31 | July: 0; August: 8498.5; September: 0; October: B; November: 3; December: 3
2019-10-31 | July: 1; August: 7961.75; September: 0; October: B; November: 3; December: 3
2019-10-31 | July: 2; August: 7951.75; September: 0; October: B; November: 3; December: 3
2019-10-31 | July: 3; August: 8227.75; September: 0; October: B; November: 3; December: 3
2019-10-31 | July: 4; August: 9080; September: 0; October: B; November: 3; December: 3
2019-10-31 | July: 5; August: 10684.75; September: 0; October: B; November: 3; December: 3
2019-10-31 | July: 6; August: 12873.75; September: 0; October: B; November: 2; December: 2
2019-10-31 | July: 7; August: 13640.5; September: 0; October: B; November: 1; December: 1
2019-10-31 | July: 8; August: 14709.25; September: 0; October: B; November: 1; December: 1
2019-10-31 | July: 9; August: 14850; September: 0; October: B; November: 2; December: 1
2019-10-31 | July: 10; August: 14763.25; September: 0; October: B; November: 2; December: 2
2019-10-31 | July: 11; August: 15059; September: 0; October: B; November: 2; December: 2
2019-10-31 | July: 12; August: 15244.25; September: 0; October: B; November: 2; December: 2
2019-10-31 | July: 13; August: 14860.75; September: 0; October: B; November: 2; December: 2
2019-10-31 | July: 14; August: 15240.75; September: 0; October: B; November: 2; December: 2
2019-10-31 | July: 15; August: 15323.75; September: 0; October: B; November: 2; December: 2
2019-10-31 | July: 16; August: 15058.5; September: 0; October: B; November: 2; December: 2
2019-10-31 | July: 17; August: 14297.5; September: 0; October: B; November: 2; December: 2
2019-10-31 | July: 18; August: 14231.75; September: 0; October: B; November: 1; December: 1
2019-10-31 | July: 19; August: 14382.25; September: 0; October: B; November: 1; December: 1
2019-10-31 | July: 20; August: 13779.5; September: 0; October: B; November: 1; December: 2
2019-10-31 | July: 21; August: 12077.5; September: 0; October: B; November: 2; December: 2
2019-10-31 | July: 22; August: 10582.75; September: 0; October: B; November: 3; December: 3
2019-10-31 | July: 23; August: 9632; September: 0; October: B; November: 3; December: 3
2019-11-01 | July: 0; August: 8850.75; September: 0; October: B; November: 3; December: 3
2019-11-01 | July: 1; August: 8384.75; September: 0; October: B; November: 3; December: 3
2019-11-01 | July: 2; August: 8323.5; September: 0; October: B; November: 3; December: 3
2019-11-01 | July: 3; August: 8535.5; September: 0; October: B; November: 3; December: 3
2019-11-01 | July: 4; August: 9261.75; September: 0; October: B; November: 3; December: 3
2019-11-01 | July: 5; August: 10798.75; September: 0; October: B; November: 3; December: 3
2019-11-01 | July: 6; August: 12516; September: 0; October: B; November: 2; December: 2
2019-11-01 | July: 7; August: 13381.5; September: 0; October: B; November: 1; December: 1
2019-11-01 | July: 8; August: 14724.5; September: 0; October: B; November: 1; December: 1
2019-11-01 | July: 9; August: 15447.5; September: 0; October: B; November: 2; December: 1
2019-11-01 | July: 10; August: 15223.25; September: 0; October: B; November: 2; December: 2
2019-11-01 | July: 11; August: 15694.75; September: 0; October: B; November: 2; December: 2
2019-11-01 | July: 12; August: 15769.25; September: 0; October: B; November: 2; December: 2
2019-11-01 | July: 13; August: 14828.5; September: 0; October: B; November: 2; December: 2
2019-11-01 | July: 14; August: 14508.5; September: 0; October: B; November: 2; December: 2
2019-11-01 | July: 15; August: 13843.5; September: 0; October: B; November: 2; December: 2
2019-11-01 | July: 16; August: 13656.5; September: 0; October: B; November: 2; December: 2
2019-11-01 | July: 17; August: 13455.75; September: 0; October: B; November: 2; December: 2
2019-11-01 | July: 18; August: 12944.25; September: 0; October: B; November: 1; December: 1
2019-11-01 | July: 19; August: 13405.5; September: 0; October: B; November: 1; December: 1
2019-11-01 | July: 20; August: 12705; September: 0; October: B; November: 1; December: 2
2019-11-01 | July: 21; August: 11614.25; September: 0; October: B; November: 2; December: 2
2019-11-01 | July: 22; August: 10402.75; September: 0; October: B; November: 3; December: 3
2019-11-01 | July: 23; August: 9451; September: 0; October: B; November: 3; December: 3
2019-11-02 | July: 0; August: 9008.25; September: 0; October: B; November: 3; December: 3
2019-11-02 | July: 1; August: 8290; September: 0; October: B; November: 3; December: 3
2019-11-02 | July: 2; August: 8244.75; September: 0; October: B; November: 3; December: 3
2019-11-02 | July: 3; August: 8330.75; September: 0; October: B; November: 3; December: 3
2019-11-02 | July: 4; August: 8479.75; September: 0; October: B; November: 3; December: 3
2019-11-02 | July: 5; August: 8828; September: 0; October: B; November: 3; December: 3
2019-11-02 | July: 6; August: 9678.25; September: 0; October: B; November: 3; December: 3
2019-11-02 | July: 7; August: 11555.25; September: 0; October: B; November: 2; December: 2
2019-11-02 | July: 8; August: 13448.25; September: 0; October: B; November: 2; December: 2
2019-11-02 | July: 9; August: 13978; September: 0; October: B; November: 2; December: 2
2019-11-02 | July: 10; August: 13765.25; September: 0; October: B; November: 2; December: 2
2019-11-02 | July: 11; August: 12689.75; September: 0; October: B; November: 2; December: 2
2019-11-02 | July: 12; August: 12222.25; September: 0; October: B; November: 3; December: 3
2019-11-02 | July: 13; August: 11758.25; September: 0; October: B; November: 3; December: 3
2019-11-02 | July: 14; August: 11482.75; September: 0; October: B; November: 3; December: 3
2019-11-02 | July: 15; August: 11188.5; September: 0; October: B; November: 3; December: 3
2019-11-02 | July: 16; August: 11365.75; September: 0; October: B; November: 3; December: 3
2019-11-02 | July: 17; August: 11349.25; September: 0; October: B; November: 3; December: 3
2019-11-02 | July: 18; August: 11448; September: 0; October: B; November: 2; December: 2
2019-11-02 | July: 19; August: 11447.25; September: 0; October: B; November: 2; December: 2
2019-11-02 | July: 20; August: 11182.25; September: 0; October: B; November: 3; December: 3
2019-11-02 | July: 21; August: 10586.5; September: 0; October: B; November: 3; December: 3
2019-11-02 | July: 22; August: 9620; September: 0; October: B; November: 3; December: 3
2019-11-02 | July: 23; August: 8748; September: 0; October: B; November: 3; December: 3
2019-11-03 | July: 0; August: 8205; September: 0; October: B; November: 3; December: 3
2019-11-03 | July: 1; August: 7872.75; September: 0; October: B; November: 3; December: 3
2019-11-03 | July: 2; August: 7727; September: 0; October: B; November: 3; December: 3
2019-11-03 | July: 3; August: 7776.25; September: 0; October: B; November: 3; December: 3
2019-11-03 | July: 4; August: 7961.25; September: 0; October: B; November: 3; December: 3
2019-11-03 | July: 5; August: 8053.25; September: 0; October: B; November: 3; December: 3
2019-11-03 | July: 6; August: 8787.25; September: 0; October: B; November: 3; December: 3
2019-11-03 | July: 7; August: 10255.75; September: 0; October: B; November: 3; December: 3
2019-11-03 | July: 8; August: 11464.25; September: 0; October: B; November: 3; December: 3
2019-11-03 | July: 9; August: 11933.25; September: 0; October: B; November: 3; December: 3
2019-11-03 | July: 10; August: 12171; September: 0; October: B; November: 3; December: 3
2019-11-03 | July: 11; August: 12144.75; September: 0; October: B; November: 3; December: 3
2019-11-03 | July: 12; August: 12030.5; September: 0; October: B; November: 3; December: 3
2019-11-03 | July: 13; August: 11696.25; September: 0; October: B; November: 3; December: 3
2019-11-03 | July: 14; August: 11462.75; September: 0; October: B; November: 3; December: 3
2019-11-03 | July: 15; August: 11388.25; September: 0; October: B; November: 3; December: 3
2019-11-03 | July: 16; August: 11707.75; September: 0; October: B; November: 3; December: 3
2019-11-03 | July: 17; August: 11873.75; September: 0; October: B; November: 3; December: 3
2019-11-03 | July: 18; August: 12207; September: 0; October: B; November: 2; December: 3
2019-11-03 | July: 19; August: 12543.75; September: 0; October: B; November: 2; December: 3
2019-11-03 | July: 20; August: 12019.25; September: 0; October: B; November: 3; December: 3
2019-11-03 | July: 21; August: 10546.25; September: 0; October: B; November: 3; December: 3
2019-11-03 | July: 22; August: 9134; September: 0; October: B; November: 3; December: 3
2019-11-03 | July: 23; August: 8118.5; September: 0; October: B; November: 3; December: 3
2019-11-04 | July: 0; August: 7628; September: 0; October: B; November: 3; December: 3
2019-11-04 | July: 1; August: 7329.5; September: 0; October: B; November: 3; December: 3
2019-11-04 | July: 2; August: 7255.25; September: 0; October: B; November: 3; December: 3
2019-11-04 | July: 3; August: 7649; September: 0; October: B; November: 3; December: 3
2019-11-04 | July: 4; August: 8289.75; September: 0; October: B; November: 3; December: 3
2019-11-04 | July: 5; August: 9853; September: 0; October: B; November: 3; December: 3
2019-11-04 | July: 6; August: 12139.75; September: 0; October: B; November: 2; December: 2
2019-11-04 | July: 7; August: 13166; September: 0; October: B; November: 1; December: 1
2019-11-04 | July: 8; August: 14653.75; September: 0; October: B; November: 1; December: 1
2019-11-04 | July: 9; August: 15370.75; September: 0; October: B; November: 2; December: 1
2019-11-04 | July: 10; August: 15223.5; September: 0; October: B; November: 2; December: 2
2019-11-04 | July: 11; August: 15502.25; September: 0; October: B; November: 2; December: 2
2019-11-04 | July: 12; August: 15802.75; September: 0; October: B; November: 2; December: 2
2019-11-04 | July: 13; August: 15659.25; September: 0; October: B; November: 2; December: 2
2019-11-04 | July: 14; August: 16221.75; September: 0; October: B; November: 2; December: 2
2019-11-04 | July: 15; August: 16100.25; September: 0; October: B; November: 2; December: 2
2019-11-04 | July: 16; August: 15989.75; September: 0; October: B; November: 2; December: 2
2019-11-04 | July: 17; August: 15001; September: 0; October: B; November: 2; December: 2
2019-11-04 | July: 18; August: 14508.5; September: 0; October: B; November: 1; December: 1
2019-11-04 | July: 19; August: 14809; September: 0; October: B; November: 1; December: 1
2019-11-04 | July: 20; August: 13885.75; September: 0; October: B; November: 1; December: 2
2019-11-04 | July: 21; August: 12389.25; September: 0; October: B; November: 2; December: 2
2019-11-04 | July: 22; August: 10714.25; September: 0; October: B; November: 3; December: 3
2019-11-04 | July: 23; August: 9768.5; September: 0; October: B; November: 3; December: 3
2019-11-05 | July: 0; August: 9191.75; September: 0; October: B; November: 3; December: 3
2019-11-05 | July: 1; August: 8621.75; September: 0; October: B; November: 3; December: 3
2019-11-05 | July: 2; August: 8745.25; September: 0; October: B; November: 3; December: 3
2019-11-05 | July: 3; August: 8731; September: 0; October: B; November: 3; December: 3
2019-11-05 | July: 4; August: 9100.75; September: 0; October: B; November: 3; December: 3
2019-11-05 | July: 5; August: 10701.75; September: 0; October: B; November: 3; December: 3
2019-11-05 | July: 6; August: 12410.25; September: 0; October: B; November: 2; December: 2
2019-11-05 | July: 7; August: 13583.25; September: 0; October: B; November: 1; December: 1
2019-11-05 | July: 8; August: 15144.75; September: 0; October: B; November: 1; December: 1
2019-11-05 | July: 9; August: 16027.75; September: 0; October: B; November: 2; December: 1
2019-11-05 | July: 10; August: 16089.25; September: 0; October: B; November: 2; December: 2
2019-11-05 | July: 11; August: 16352.25; September: 0; October: B; November: 2; December: 2
2019-11-05 | July: 12; August: 16309.5; September: 0; October: B; November: 2; December: 2
2019-11-05 | July: 13; August: 15735.5; September: 0; October: B; November: 2; December: 2
2019-11-05 | July: 14; August: 15951.75; September: 0; October: B; November: 2; December: 2
2019-11-05 | July: 15; August: 15897; September: 0; October: B; November: 2; December: 2
2019-11-05 | July: 16; August: 15672.75; September: 0; October: B; November: 2; December: 2
2019-11-05 | July: 17; August: 14902; September: 0; October: B; November: 2; December: 2
2019-11-05 | July: 18; August: 14828.75; September: 0; October: B; November: 1; December: 1
2019-11-05 | July: 19; August: 15034.5; September: 0; October: B; November: 1; December: 1
2019-11-05 | July: 20; August: 14148.5; September: 0; October: B; November: 1; December: 2
2019-11-05 | July: 21; August: 12575.75; September: 0; October: B; November: 2; December: 2
2019-11-05 | July: 22; August: 11113.5; September: 0; October: B; November: 3; December: 3
2019-11-05 | July: 23; August: 9844; September: 0; October: B; November: 3; December: 3
2019-11-06 | July: 0; August: 9106.25; September: 0; October: B; November: 3; December: 3
2019-11-06 | July: 1; August: 8738; September: 0; October: B; November: 3; December: 3
2019-11-06 | July: 2; August: 8764; September: 0; October: B; November: 3; December: 3
2019-11-06 | July: 3; August: 9023.25; September: 0; October: B; November: 3; December: 3
2019-11-06 | July: 4; August: 9677; September: 0; October: B; November: 3; December: 3
2019-11-06 | July: 5; August: 11435.5; September: 0; October: B; November: 3; December: 3
2019-11-06 | July: 6; August: 12826.75; September: 0; October: B; November: 2; December: 2
2019-11-06 | July: 7; August: 13523.5; September: 0; October: B; November: 1; December: 1
2019-11-06 | July: 8; August: 14980.25; September: 0; October: B; November: 1; December: 1
2019-11-06 | July: 9; August: 15481; September: 0; October: B; November: 2; December: 1
2019-11-06 | July: 10; August: 15614; September: 0; October: B; November: 2; December: 2
2019-11-06 | July: 11; August: 15673.75; September: 0; October: B; November: 2; December: 2
2019-11-06 | July: 12; August: 15497.25; September: 0; October: B; November: 2; December: 2
2019-11-06 | July: 13; August: 15106; September: 0; October: B; November: 2; December: 2
2019-11-06 | July: 14; August: 15564.25; September: 0; October: B; November: 2; December: 2
2019-11-06 | July: 15; August: 15372.75; September: 0; October: B; November: 2; December: 2
2019-11-06 | July: 16; August: 15308; September: 0; October: B; November: 2; December: 2
2019-11-06 | July: 17; August: 14780.75; September: 0; October: B; November: 2; December: 2
2019-11-06 | July: 18; August: 14588.5; September: 0; October: B; November: 1; December: 1
2019-11-06 | July: 19; August: 14394.25; September: 0; October: B; November: 1; December: 1
2019-11-06 | July: 20; August: 13588.5; September: 0; October: B; November: 1; December: 2
2019-11-06 | July: 21; August: 12035.25; September: 0; October: B; November: 2; December: 2
2019-11-06 | July: 22; August: 10630.5; September: 0; October: B; November: 3; December: 3
2019-11-06 | July: 23; August: 9417.25; September: 0; October: B; November: 3; December: 3
2019-11-07 | July: 0; August: 8794; September: 0; October: B; November: 3; December: 3
2019-11-07 | July: 1; August: 8300.25; September: 0; October: B; November: 3; December: 3
2019-11-07 | July: 2; August: 8310.75; September: 0; October: B; November: 3; December: 3
2019-11-07 | July: 3; August: 8733; September: 0; October: B; November: 3; December: 3
2019-11-07 | July: 4; August: 9458; September: 0; October: B; November: 3; December: 3
2019-11-07 | July: 5; August: 11008; September: 0; October: B; November: 3; December: 3
2019-11-07 | July: 6; August: 12594.5; September: 0; October: B; November: 2; December: 2
2019-11-07 | July: 7; August: 13542.25; September: 0; October: B; November: 1; December: 1
2019-11-07 | July: 8; August: 14719.25; September: 0; October: B; November: 1; December: 1
2019-11-07 | July: 9; August: 15369.25; September: 0; October: B; November: 2; December: 1
2019-11-07 | July: 10; August: 15228.75; September: 0; October: B; November: 2; December: 2
2019-11-07 | July: 11; August: 15057.25; September: 0; October: B; November: 2; December: 2
2019-11-07 | July: 12; August: 15122.5; September: 0; October: B; November: 2; December: 2
2019-11-07 | July: 13; August: 14563; September: 0; October: B; November: 2; December: 2
2019-11-07 | July: 14; August: 15018.75; September: 0; October: B; November: 2; December: 2
2019-11-07 | July: 15; August: 14980.75; September: 0; October: B; November: 2; December: 2
2019-11-07 | July: 16; August: 14969.5; September: 0; October: B; November: 2; December: 2
2019-11-07 | July: 17; August: 14484.25; September: 0; October: B; November: 2; December: 2
2019-11-07 | July: 18; August: 14277; September: 0; October: B; November: 1; December: 1
2019-11-07 | July: 19; August: 14307.25; September: 0; October: B; November: 1; December: 1
2019-11-07 | July: 20; August: 13707.25; September: 0; October: B; November: 1; December: 2
2019-11-07 | July: 21; August: 12245.75; September: 0; October: B; November: 2; December: 2
2019-11-07 | July: 22; August: 10520.25; September: 0; October: B; November: 3; December: 3
2019-11-07 | July: 23; August: 9392; September: 0; October: B; November: 3; December: 3
2019-11-08 | July: 0; August: 8884; September: 0; October: B; November: 3; December: 3
2019-11-08 | July: 1; August: 8248.75; September: 0; October: B; November: 3; December: 3
2019-11-08 | July: 2; August: 8473; September: 0; October: B; November: 3; December: 3
2019-11-08 | July: 3; August: 8568; September: 0; October: B; November: 3; December: 3
2019-11-08 | July: 4; August: 9276; September: 0; October: B; November: 3; December: 3
2019-11-08 | July: 5; August: 10808.5; September: 0; October: B; November: 3; December: 3
2019-11-08 | July: 6; August: 12587.75; September: 0; October: B; November: 2; December: 2
2019-11-08 | July: 7; August: 13364.5; September: 0; October: B; November: 1; December: 1
2019-11-08 | July: 8; August: 14876.5; September: 0; October: B; November: 1; December: 1
2019-11-08 | July: 9; August: 15189; September: 0; October: B; November: 2; December: 1
2019-11-08 | July: 10; August: 15234.5; September: 0; October: B; November: 2; December: 2
2019-11-08 | July: 11; August: 15304.5; September: 0; October: B; November: 2; December: 2
2019-11-08 | July: 12; August: 15008; September: 0; October: B; November: 2; December: 2
2019-11-08 | July: 13; August: 14538.75; September: 0; October: B; November: 2; December: 2
2019-11-08 | July: 14; August: 14748.5; September: 0; October: B; November: 2; December: 2
2019-11-08 | July: 15; August: 14182; September: 0; October: B; November: 2; December: 2
2019-11-08 | July: 16; August: 13680.25; September: 0; October: B; November: 2; December: 2
2019-11-08 | July: 17; August: 13520.25; September: 0; October: B; November: 2; December: 2
2019-11-08 | July: 18; August: 13208.25; September: 0; October: B; November: 1; December: 1
2019-11-08 | July: 19; August: 13273.5; September: 0; October: B; November: 1; December: 1
2019-11-08 | July: 20; August: 12737.75; September: 0; October: B; November: 1; December: 2
2019-11-08 | July: 21; August: 11875.5; September: 0; October: B; November: 2; December: 2
2019-11-08 | July: 22; August: 10854.5; September: 0; October: B; November: 3; December: 3
2019-11-08 | July: 23; August: 10188.75; September: 0; October: B; November: 3; December: 3
2019-11-09 | July: 0; August: 9574.75; September: 0; October: B; November: 3; December: 3
2019-11-09 | July: 1; August: 8709; September: 0; October: B; November: 3; December: 3
2019-11-09 | July: 2; August: 8684.75; September: 0; October: B; November: 3; December: 3
2019-11-09 | July: 3; August: 8842; September: 0; October: B; November: 3; December: 3
2019-11-09 | July: 4; August: 8940.5; September: 0; October: B; November: 3; December: 3
2019-11-09 | July: 5; August: 9483; September: 0; October: B; November: 3; December: 3
2019-11-09 | July: 6; August: 9851.75; September: 0; October: B; November: 3; December: 3
2019-11-09 | July: 7; August: 11468; September: 0; October: B; November: 2; December: 2
2019-11-09 | July: 8; August: 13482.5; September: 0; October: B; November: 2; December: 2
2019-11-09 | July: 9; August: 13992.5; September: 0; October: B; November: 2; December: 2
2019-11-09 | July: 10; August: 14183; September: 0; October: B; November: 2; December: 2
2019-11-09 | July: 11; August: 14177.5; September: 0; October: B; November: 2; December: 2
2019-11-09 | July: 12; August: 13776; September: 0; October: B; November: 3; December: 3
2019-11-09 | July: 13; August: 13286.5; September: 0; October: B; November: 3; December: 3
2019-11-09 | July: 14; August: 12866.25; September: 0; October: B; November: 3; December: 3
2019-11-09 | July: 15; August: 12695; September: 0; October: B; November: 3; December: 3
2019-11-09 | July: 16; August: 12780.5; September: 0; October: B; November: 3; December: 3
2019-11-09 | July: 17; August: 12726.5; September: 0; October: B; November: 3; December: 3
2019-11-09 | July: 18; August: 12590; September: 0; October: B; November: 2; December: 2
2019-11-09 | July: 19; August: 12546.75; September: 0; October: B; November: 2; December: 2
2019-11-09 | July: 20; August: 12402.75; September: 0; October: B; November: 3; December: 3
2019-11-09 | July: 21; August: 11531.5; September: 0; October: B; November: 3; December: 3
2019-11-09 | July: 22; August: 10614.25; September: 0; October: B; November: 3; December: 3
2019-11-09 | July: 23; August: 9757.25; September: 0; October: B; November: 3; December: 3
2019-11-10 | July: 0; August: 9080.75; September: 0; October: B; November: 3; December: 3
2019-11-10 | July: 1; August: 8551.75; September: 0; October: B; November: 3; December: 3
2019-11-10 | July: 2; August: 8397.75; September: 0; October: B; November: 3; December: 3
2019-11-10 | July: 3; August: 8362.75; September: 0; October: B; November: 3; December: 3
2019-11-10 | July: 4; August: 8870.5; September: 0; October: B; November: 3; December: 3
2019-11-10 | July: 5; August: 8567.5; September: 0; October: B; November: 3; December: 3
2019-11-10 | July: 6; August: 9034.75; September: 0; October: B; November: 3; December: 3
2019-11-10 | July: 7; August: 10403; September: 0; October: B; November: 3; December: 3
2019-11-10 | July: 8; August: 11425.5; September: 0; October: B; November: 3; December: 3
2019-11-10 | July: 9; August: 12162; September: 0; October: B; November: 3; December: 3
2019-11-10 | July: 10; August: 12408.25; September: 0; October: B; November: 3; December: 3
2019-11-10 | July: 11; August: 12548; September: 0; October: B; November: 3; December: 3
2019-11-10 | July: 12; August: 12635; September: 0; October: B; November: 3; December: 3
2019-11-10 | July: 13; August: 12389.25; September: 0; October: B; November: 3; December: 3
2019-11-10 | July: 14; August: 12059.5; September: 0; October: B; November: 3; December: 3
2019-11-10 | July: 15; August: 11930.25; September: 0; October: B; November: 3; December: 3
2019-11-10 | July: 16; August: 12088.75; September: 0; October: B; November: 3; December: 3
2019-11-10 | July: 17; August: 12132.5; September: 0; October: B; November: 3; December: 3
2019-11-10 | July: 18; August: 12267.25; September: 0; October: B; November: 2; December: 3
2019-11-10 | July: 19; August: 12585; September: 0; October: B; November: 2; December: 3
2019-11-10 | July: 20; August: 12578.75; September: 0; October: B; November: 3; December: 3
2019-11-10 | July: 21; August: 11322; September: 0; October: B; November: 3; December: 3
2019-11-10 | July: 22; August: 9949.75; September: 0; October: B; November: 3; December: 3
2019-11-10 | July: 23; August: 9033; September: 0; October: B; November: 3; December: 3
2019-11-11 | July: 0; August: 8690.5; September: 0; October: B; November: 3; December: 3
2019-11-11 | July: 1; August: 8322.5; September: 0; October: B; November: 3; December: 3
2019-11-11 | July: 2; August: 8130.75; September: 0; October: B; November: 3; December: 3
2019-11-11 | July: 3; August: 8215; September: 0; October: B; November: 3; December: 3
2019-11-11 | July: 4; August: 8861; September: 0; October: B; November: 3; December: 3
2019-11-11 | July: 5; August: 10167; September: 0; October: B; November: 3; December: 3
2019-11-11 | July: 6; August: 12239.5; September: 0; October: B; November: 2; December: 2
2019-11-11 | July: 7; August: 13315.75; September: 0; October: B; November: 1; December: 1
2019-11-11 | July: 8; August: 14769.25; September: 0; October: B; November: 1; December: 1
2019-11-11 | July: 9; August: 15709.25; September: 0; October: B; November: 2; December: 1
2019-11-11 | July: 10; August: 15386; September: 0; October: B; November: 2; December: 2
2019-11-11 | July: 11; August: 15558.5; September: 0; October: B; November: 2; December: 2
2019-11-11 | July: 12; August: 15618; September: 0; October: B; November: 2; December: 2
2019-11-11 | July: 13; August: 15090.75; September: 0; October: B; November: 2; December: 2
2019-11-11 | July: 14; August: 15602.25; September: 0; October: B; November: 2; December: 2
2019-11-11 | July: 15; August: 15543; September: 0; October: B; November: 2; December: 2
2019-11-11 | July: 16; August: 15419.5; September: 0; October: B; November: 2; December: 2
2019-11-11 | July: 17; August: 14862.75; September: 0; October: B; November: 2; December: 2
2019-11-11 | July: 18; August: 14722.5; September: 0; October: B; November: 1; December: 1
2019-11-11 | July: 19; August: 14682; September: 0; October: B; November: 1; December: 1
2019-11-11 | July: 20; August: 13417.75; September: 0; October: B; November: 1; December: 2
2019-11-11 | July: 21; August: 11679.5; September: 0; October: B; November: 2; December: 2
2019-11-11 | July: 22; August: 10202; September: 0; October: B; November: 3; December: 3
2019-11-11 | July: 23; August: 9329.75; September: 0; October: B; November: 3; December: 3
2019-11-12 | July: 0; August: 8769.75; September: 0; October: B; November: 3; December: 3
2019-11-12 | July: 1; August: 8214.25; September: 0; October: B; November: 3; December: 3
2019-11-12 | July: 2; August: 8346.25; September: 0; October: B; November: 3; December: 3
2019-11-12 | July: 3; August: 8810; September: 0; October: B; November: 3; December: 3
2019-11-12 | July: 4; August: 9158.25; September: 0; October: B; November: 3; December: 3
2019-11-12 | July: 5; August: 10750.25; September: 0; October: B; November: 3; December: 3
2019-11-12 | July: 6; August: 12333; September: 0; October: B; November: 2; December: 2
2019-11-12 | July: 7; August: 13422; September: 0; October: B; November: 1; December: 1
2019-11-12 | July: 8; August: 15044.75; September: 0; October: B; November: 1; December: 1
2019-11-12 | July: 9; August: 15583.5; September: 0; October: B; November: 2; December: 1
2019-11-12 | July: 10; August: 15359.5; September: 0; October: B; November: 2; December: 2
2019-11-12 | July: 11; August: 15898; September: 0; October: B; November: 2; December: 2
2019-11-12 | July: 12; August: 16157; September: 0; October: B; November: 2; December: 2
2019-11-12 | July: 13; August: 15929; September: 0; October: B; November: 2; December: 2
2019-11-12 | July: 14; August: 16611; September: 0; October: B; November: 2; December: 2
2019-11-12 | July: 15; August: 16541; September: 0; October: B; November: 2; December: 2
2019-11-12 | July: 16; August: 16183.5; September: 0; October: B; November: 2; December: 2
2019-11-12 | July: 17; August: 15005.25; September: 0; October: B; November: 2; December: 2
2019-11-12 | July: 18; August: 14623.5; September: 0; October: B; November: 1; December: 1
2019-11-12 | July: 19; August: 14354.25; September: 0; October: B; November: 1; December: 1
2019-11-12 | July: 20; August: 13821.5; September: 0; October: B; November: 1; December: 2
2019-11-12 | July: 21; August: 12235.5; September: 0; October: B; November: 2; December: 2
2019-11-12 | July: 22; August: 10866; September: 0; October: B; November: 3; December: 3
2019-11-12 | July: 23; August: 9989; September: 0; October: B; November: 3; December: 3
2019-11-13 | July: 0; August: 9406.5; September: 0; October: B; November: 3; December: 3
2019-11-13 | July: 1; August: 8793.25; September: 0; October: B; November: 3; December: 3
2019-11-13 | July: 2; August: 9114.75; September: 0; October: B; November: 3; December: 3
2019-11-13 | July: 3; August: 9227.75; September: 0; October: B; November: 3; December: 3
2019-11-13 | July: 4; August: 9838; September: 0; October: B; November: 3; December: 3
2019-11-13 | July: 5; August: 11376.25; September: 0; October: B; November: 3; December: 3
2019-11-13 | July: 6; August: 13026.25; September: 0; October: B; November: 2; December: 2
2019-11-13 | July: 7; August: 13860.5; September: 0; October: B; November: 1; December: 1
2019-11-13 | July: 8; August: 15390.25; September: 0; October: B; November: 1; December: 1
2019-11-13 | July: 9; August: 16012.75; September: 0; October: B; November: 2; December: 1
2019-11-13 | July: 10; August: 15742.5; September: 0; October: B; November: 2; December: 2
2019-11-13 | July: 11; August: 16019; September: 0; October: B; November: 2; December: 2
2019-11-13 | July: 12; August: 16076; September: 0; October: B; November: 2; December: 2
2019-11-13 | July: 13; August: 15897.75; September: 0; October: B; November: 2; December: 2
2019-11-13 | July: 14; August: 16335.5; September: 0; October: B; November: 2; December: 2
2019-11-13 | July: 15; August: 16246; September: 0; October: B; November: 2; December: 2
2019-11-13 | July: 16; August: 16201.5; September: 0; October: B; November: 2; December: 2
2019-11-13 | July: 17; August: 15264.5; September: 0; October: B; November: 2; December: 2
2019-11-13 | July: 18; August: 14630.5; September: 0; October: B; November: 1; December: 1
2019-11-13 | July: 19; August: 14190; September: 0; October: B; November: 1; December: 1
2019-11-13 | July: 20; August: 13837.75; September: 0; October: B; November: 1; December: 2
2019-11-13 | July: 21; August: 12320; September: 0; October: B; November: 2; December: 2
2019-11-13 | July: 22; August: 10849.25; September: 0; October: B; November: 3; December: 3
2019-11-13 | July: 23; August: 9978.5; September: 0; October: B; November: 3; December: 3
2019-11-14 | July: 0; August: 9064.25; September: 0; October: B; November: 3; December: 3
2019-11-14 | July: 1; August: 8540.75; September: 0; October: B; November: 3; December: 3
2019-11-14 | July: 2; August: 8576.25; September: 0; October: B; November: 3; December: 3
2019-11-14 | July: 3; August: 8605.25; September: 0; October: B; November: 3; December: 3
2019-11-14 | July: 4; August: 9454.75; September: 0; October: B; November: 3; December: 3
2019-11-14 | July: 5; August: 10967.5; September: 0; October: B; November: 3; December: 3
2019-11-14 | July: 6; August: 12395; September: 0; October: B; November: 2; December: 2
2019-11-14 | July: 7; August: 13426; September: 0; October: B; November: 1; December: 1
2019-11-14 | July: 8; August: 14984.75; September: 0; October: B; November: 1; December: 1
2019-11-14 | July: 9; August: 16064.5; September: 0; October: B; November: 2; December: 1
2019-11-14 | July: 10; August: 15949.25; September: 0; October: B; November: 2; December: 2
2019-11-14 | July: 11; August: 16165.5; September: 0; October: B; November: 2; December: 2
2019-11-14 | July: 12; August: 16460; September: 0; October: B; November: 2; December: 2
2019-11-14 | July: 13; August: 16175.25; September: 0; October: B; November: 2; December: 2
2019-11-14 | July: 14; August: 16691.5; September: 0; October: B; November: 2; December: 2
2019-11-14 | July: 15; August: 16755.25; September: 0; October: B; November: 2; December: 2
2019-11-14 | July: 16; August: 16625; September: 0; October: B; November: 2; December: 2
2019-11-14 | July: 17; August: 15931.75; September: 0; October: B; November: 2; December: 2
2019-11-14 | July: 18; August: 15337.5; September: 0; October: B; November: 1; December: 1
2019-11-14 | July: 19; August: 15190.5; September: 0; October: B; November: 1; December: 1
2019-11-14 | July: 20; August: 14674.5; September: 0; October: B; November: 1; December: 2
2019-11-14 | July: 21; August: 13375; September: 0; October: B; November: 2; December: 2
2019-11-14 | July: 22; August: 11603.25; September: 0; October: B; November: 3; December: 3
2019-11-14 | July: 23; August: 10464; September: 0; October: B; November: 3; December: 3
2019-11-15 | July: 0; August: 9834; September: 0; October: B; November: 3; December: 3
2019-11-15 | July: 1; August: 9323.25; September: 0; October: B; November: 3; December: 3
2019-11-15 | July: 2; August: 9431.75; September: 0; October: B; November: 3; December: 3
2019-11-15 | July: 3; August: 9625.75; September: 0; October: B; November: 3; December: 3
2019-11-15 | July: 4; August: 10572; September: 0; October: B; November: 3; December: 3
2019-11-15 | July: 5; August: 12209.75; September: 0; October: B; November: 3; December: 3
2019-11-15 | July: 6; August: 13826.75; September: 0; October: B; November: 2; December: 2
2019-11-15 | July: 7; August: 14379.5; September: 0; October: B; November: 1; December: 1
2019-11-15 | July: 8; August: 16165.5; September: 0; October: B; November: 1; December: 1
2019-11-15 | July: 9; August: 16661.75; September: 0; October: B; November: 2; December: 1
2019-11-15 | July: 10; August: 16354.75; September: 0; October: B; November: 2; December: 2
2019-11-15 | July: 11; August: 16647.25; September: 0; October: B; November: 2; December: 2
2019-11-15 | July: 12; August: 16385.75; September: 0; October: B; November: 2; December: 2
2019-11-15 | July: 13; August: 16065.5; September: 0; October: B; November: 2; December: 2
2019-11-15 | July: 14; August: 15969.75; September: 0; October: B; November: 2; December: 2
2019-11-15 | July: 15; August: 15560.75; September: 0; October: B; November: 2; December: 2
2019-11-15 | July: 16; August: 14932.75; September: 0; October: B; November: 2; December: 2
2019-11-15 | July: 17; August: 14278; September: 0; October: B; November: 2; December: 2
2019-11-15 | July: 18; August: 13747; September: 0; October: B; November: 1; December: 1
2019-11-15 | July: 19; August: 13347.5; September: 0; October: B; November: 1; December: 1
2019-11-15 | July: 20; August: 13205.75; September: 0; October: B; November: 1; December: 2
2019-11-15 | July: 21; August: 12301.5; September: 0; October: B; November: 2; December: 2
2019-11-15 | July: 22; August: 11340.25; September: 0; October: B; November: 3; December: 3
2019-11-15 | July: 23; August: 10723; September: 0; October: B; November: 3; December: 3
2019-11-16 | July: 0; August: 9584.25; September: 0; October: B; November: 3; December: 3
2019-11-16 | July: 1; August: 9018.25; September: 0; October: B; November: 3; December: 3
2019-11-16 | July: 2; August: 8935; September: 0; October: B; November: 3; December: 3
2019-11-16 | July: 3; August: 9049.5; September: 0; October: B; November: 3; December: 3
2019-11-16 | July: 4; August: 9027; September: 0; October: B; November: 3; December: 3
2019-11-16 | July: 5; August: 9429; September: 0; October: B; November: 3; December: 3
2019-11-16 | July: 6; August: 10224.5; September: 0; October: B; November: 3; December: 3
2019-11-16 | July: 7; August: 11925.5; September: 0; October: B; November: 2; December: 2
2019-11-16 | July: 8; August: 13951.5; September: 0; October: B; November: 2; December: 2
2019-11-16 | July: 9; August: 14599; September: 0; October: B; November: 2; December: 2
2019-11-16 | July: 10; August: 14242.5; September: 0; October: B; November: 2; December: 2
2019-11-16 | July: 11; August: 14263.5; September: 0; October: B; November: 2; December: 2
2019-11-16 | July: 12; August: 13751.25; September: 0; October: B; November: 3; December: 3
2019-11-16 | July: 13; August: 13194.5; September: 0; October: B; November: 3; December: 3
2019-11-16 | July: 14; August: 12643; September: 0; October: B; November: 3; December: 3
2019-11-16 | July: 15; August: 12417; September: 0; October: B; November: 3; December: 3
2019-11-16 | July: 16; August: 12453.25; September: 0; October: B; November: 3; December: 3
2019-11-16 | July: 17; August: 12392.75; September: 0; October: B; November: 3; December: 3
2019-11-16 | July: 18; August: 12176.5; September: 0; October: B; November: 2; December: 2
2019-11-16 | July: 19; August: 11958.5; September: 0; October: B; November: 2; December: 2
2019-11-16 | July: 20; August: 12070.75; September: 0; October: B; November: 3; December: 3
2019-11-16 | July: 21; August: 11210.5; September: 0; October: B; November: 3; December: 3
2019-11-16 | July: 22; August: 10137.25; September: 0; October: B; November: 3; December: 3
2019-11-16 | July: 23; August: 9242.5; September: 0; October: B; November: 3; December: 3
2019-11-17 | July: 0; August: 8687; September: 0; October: B; November: 3; December: 3
2019-11-17 | July: 1; August: 8253.5; September: 0; October: B; November: 3; December: 3
2019-11-17 | July: 2; August: 8161.5; September: 0; October: B; November: 3; December: 3
2019-11-17 | July: 3; August: 8260.75; September: 0; October: B; November: 3; December: 3
2019-11-17 | July: 4; August: 8532; September: 0; October: B; November: 3; December: 3
2019-11-17 | July: 5; August: 8573.5; September: 0; October: B; November: 3; December: 3
2019-11-17 | July: 6; August: 9055.75; September: 0; October: B; November: 3; December: 3
2019-11-17 | July: 7; August: 10458.25; September: 0; October: B; November: 3; December: 3
2019-11-17 | July: 8; August: 12006.75; September: 0; October: B; November: 3; December: 3
2019-11-17 | July: 9; August: 12351.75; September: 0; October: B; November: 3; December: 3
2019-11-17 | July: 10; August: 12631.75; September: 0; October: B; November: 3; December: 3
2019-11-17 | July: 11; August: 12550.5; September: 0; October: B; November: 3; December: 3
2019-11-17 | July: 12; August: 12325.25; September: 0; October: B; November: 3; December: 3
2019-11-17 | July: 13; August: 12037.75; September: 0; October: B; November: 3; December: 3
2019-11-17 | July: 14; August: 11583.75; September: 0; October: B; November: 3; December: 3
2019-11-17 | July: 15; August: 11486.75; September: 0; October: B; November: 3; December: 3
2019-11-17 | July: 16; August: 11758.5; September: 0; October: B; November: 3; December: 3
2019-11-17 | July: 17; August: 11978.75; September: 0; October: B; November: 3; December: 3
2019-11-17 | July: 18; August: 11969; September: 0; October: B; November: 2; December: 3
2019-11-17 | July: 19; August: 12197.5; September: 0; October: B; November: 2; December: 3
2019-11-17 | July: 20; August: 11913; September: 0; October: B; November: 3; December: 3
2019-11-17 | July: 21; August: 10738.5; September: 0; October: B; November: 3; December: 3
2019-11-17 | July: 22; August: 9251; September: 0; October: B; November: 3; December: 3
2019-11-17 | July: 23; August: 8143.25; September: 0; October: B; November: 3; December: 3
2019-11-18 | July: 0; August: 7721; September: 0; October: B; November: 3; December: 3
2019-11-18 | July: 1; August: 7473.5; September: 0; October: B; November: 3; December: 3
2019-11-18 | July: 2; August: 7440.5; September: 0; October: B; November: 3; December: 3
2019-11-18 | July: 3; August: 7688.75; September: 0; October: B; November: 3; December: 3
2019-11-18 | July: 4; August: 8397.25; September: 0; October: B; November: 3; December: 3
2019-11-18 | July: 5; August: 9906.5; September: 0; October: B; November: 3; December: 3
2019-11-18 | July: 6; August: 11971.5; September: 0; October: B; November: 2; December: 2
2019-11-18 | July: 7; August: 12663.75; September: 0; October: B; November: 1; December: 1
2019-11-18 | July: 8; August: 14210; September: 0; October: B; November: 1; December: 1
2019-11-18 | July: 9; August: 14804.75; September: 0; October: B; November: 2; December: 1
2019-11-18 | July: 10; August: 14748.75; September: 0; October: B; November: 2; December: 2
2019-11-18 | July: 11; August: 15131.5; September: 0; October: B; November: 2; December: 2
2019-11-18 | July: 12; August: 15062.25; September: 0; October: B; November: 2; December: 2
2019-11-18 | July: 13; August: 14467.75; September: 0; October: B; November: 2; December: 2
2019-11-18 | July: 14; August: 15038.25; September: 0; October: B; November: 2; December: 2
2019-11-18 | July: 15; August: 15163.5; September: 0; October: B; November: 2; December: 2
2019-11-18 | July: 16; August: 14823.25; September: 0; October: B; November: 2; December: 2
2019-11-18 | July: 17; August: 14267.25; September: 0; October: B; November: 2; December: 2
2019-11-18 | July: 18; August: 14294.75; September: 0; October: B; November: 1; December: 1
2019-11-18 | July: 19; August: 14386; September: 0; October: B; November: 1; December: 1
2019-11-18 | July: 20; August: 13773.25; September: 0; October: B; November: 1; December: 2
2019-11-18 | July: 21; August: 11932.75; September: 0; October: B; November: 2; December: 2
2019-11-18 | July: 22; August: 10157.25; September: 0; October: B; November: 3; December: 3
2019-11-18 | July: 23; August: 9073; September: 0; October: B; November: 3; December: 3
2019-11-19 | July: 0; August: 8682.25; September: 0; October: B; November: 3; December: 3
2019-11-19 | July: 1; August: 8306.75; September: 0; October: B; November: 3; December: 3
2019-11-19 | July: 2; August: 8457.25; September: 0; October: B; November: 3; December: 3
2019-11-19 | July: 3; August: 8746.75; September: 0; October: B; November: 3; December: 3
2019-11-19 | July: 4; August: 9491.75; September: 0; October: B; November: 3; December: 3
2019-11-19 | July: 5; August: 10929.5; September: 0; October: B; November: 3; December: 3
2019-11-19 | July: 6; August: 12318.25; September: 0; October: B; November: 2; December: 2
2019-11-19 | July: 7; August: 13361.75; September: 0; October: B; November: 1; December: 1
2019-11-19 | July: 8; August: 14752.25; September: 0; October: B; November: 1; December: 1
2019-11-19 | July: 9; August: 15058.25; September: 0; October: B; November: 2; December: 1
2019-11-19 | July: 10; August: 14865.25; September: 0; October: B; November: 2; December: 2
2019-11-19 | July: 11; August: 15160; September: 0; October: B; November: 2; December: 2
2019-11-19 | July: 12; August: 15228.25; September: 0; October: B; November: 2; December: 2
2019-11-19 | July: 13; August: 14645.5; September: 0; October: B; November: 2; December: 2
2019-11-19 | July: 14; August: 15277; September: 0; October: B; November: 2; December: 2
2019-11-19 | July: 15; August: 14991; September: 0; October: B; November: 2; December: 2
2019-11-19 | July: 16; August: 15020.75; September: 0; October: B; November: 2; December: 2
2019-11-19 | July: 17; August: 14564; September: 0; October: B; November: 2; December: 2
2019-11-19 | July: 18; August: 14419; September: 0; October: B; November: 1; December: 1
2019-11-19 | July: 19; August: 14147.75; September: 0; October: B; November: 1; December: 1
2019-11-19 | July: 20; August: 13732.5; September: 0; October: B; November: 1; December: 2
2019-11-19 | July: 21; August: 12101.25; September: 0; October: B; November: 2; December: 2
2019-11-19 | July: 22; August: 10396; September: 0; October: B; November: 3; December: 3
2019-11-19 | July: 23; August: 9350.5; September: 0; October: B; November: 3; December: 3
2019-11-20 | July: 0; August: 8712.5; September: 0; October: B; November: 3; December: 3
2019-11-20 | July: 1; August: 8314.75; September: 0; October: B; November: 3; December: 3
2019-11-20 | July: 2; August: 8392.25; September: 0; October: B; November: 3; December: 3
2019-11-20 | July: 3; August: 8387; September: 0; October: B; November: 3; December: 3
2019-11-20 | July: 4; August: 9299.25; September: 0; October: B; November: 3; December: 3
2019-11-20 | July: 5; August: 11177.5; September: 0; October: B; November: 3; December: 3
2019-11-20 | July: 6; August: 12489.75; September: 0; October: B; November: 2; December: 2
2019-11-20 | July: 7; August: 13265.25; September: 0; October: B; November: 1; December: 1
2019-11-20 | July: 8; August: 14763; September: 0; October: B; November: 1; December: 1
2019-11-20 | July: 9; August: 15358.5; September: 0; October: B; November: 2; December: 1
2019-11-20 | July: 10; August: 15216.75; September: 0; October: B; November: 2; December: 2
2019-11-20 | July: 11; August: 15257.75; September: 0; October: B; November: 2; December: 2
2019-11-20 | July: 12; August: 15262.25; September: 0; October: B; November: 2; December: 2
2019-11-20 | July: 13; August: 15096.5; September: 0; October: B; November: 2; December: 2
2019-11-20 | July: 14; August: 15496.75; September: 0; October: B; November: 2; December: 2
2019-11-20 | July: 15; August: 15350.25; September: 0; October: B; November: 2; December: 2
2019-11-20 | July: 16; August: 15085.5; September: 0; October: B; November: 2; December: 2
2019-11-20 | July: 17; August: 14466.25; September: 0; October: B; November: 2; December: 2
2019-11-20 | July: 18; August: 14184.75; September: 0; October: B; November: 1; December: 1
2019-11-20 | July: 19; August: 13866; September: 0; October: B; November: 1; December: 1
2019-11-20 | July: 20; August: 13429.5; September: 0; October: B; November: 1; December: 2
2019-11-20 | July: 21; August: 11951.25; September: 0; October: B; November: 2; December: 2
2019-11-20 | July: 22; August: 10529; September: 0; October: B; November: 3; December: 3
2019-11-20 | July: 23; August: 9573.5; September: 0; October: B; November: 3; December: 3
2019-11-21 | July: 0; August: 8958; September: 0; October: B; November: 3; December: 3
2019-11-21 | July: 1; August: 8429; September: 0; October: B; November: 3; December: 3
2019-11-21 | July: 2; August: 8592.25; September: 0; October: B; November: 3; December: 3
2019-11-21 | July: 3; August: 8677.5; September: 0; October: B; November: 3; December: 3
2019-11-21 | July: 4; August: 9165.25; September: 0; October: B; November: 3; December: 3
2019-11-21 | July: 5; August: 10874; September: 0; October: B; November: 3; December: 3
2019-11-21 | July: 6; August: 12355; September: 0; October: B; November: 2; December: 2
2019-11-21 | July: 7; August: 13312.5; September: 0; October: B; November: 1; December: 1
2019-11-21 | July: 8; August: 14880.5; September: 0; October: B; November: 1; December: 1
2019-11-21 | July: 9; August: 15204.75; September: 0; October: B; November: 2; December: 1
2019-11-21 | July: 10; August: 14945.75; September: 0; October: B; November: 2; December: 2
2019-11-21 | July: 11; August: 15392; September: 0; October: B; November: 2; December: 2
2019-11-21 | July: 12; August: 15509.25; September: 0; October: B; November: 2; December: 2
2019-11-21 | July: 13; August: 14942.25; September: 0; October: B; November: 2; December: 2
2019-11-21 | July: 14; August: 15224.5; September: 0; October: B; November: 2; December: 2
2019-11-21 | July: 15; August: 14938.75; September: 0; October: B; November: 2; December: 2
2019-11-21 | July: 16; August: 14960; September: 0; October: B; November: 2; December: 2
2019-11-21 | July: 17; August: 14439.5; September: 0; October: B; November: 2; December: 2
2019-11-21 | July: 18; August: 14208; September: 0; October: B; November: 1; December: 1
2019-11-21 | July: 19; August: 14026.75; September: 0; October: B; November: 1; December: 1
2019-11-21 | July: 20; August: 13564; September: 0; October: B; November: 1; December: 2
2019-11-21 | July: 21; August: 12173.75; September: 0; October: B; November: 2; December: 2
2019-11-21 | July: 22; August: 10742.5; September: 0; October: B; November: 3; December: 3
2019-11-21 | July: 23; August: 9458.5; September: 0; October: B; November: 3; December: 3
2019-11-22 | July: 0; August: 8949.75; September: 0; October: B; November: 3; December: 3
2019-11-22 | July: 1; August: 8343.75; September: 0; October: B; November: 3; December: 3
2019-11-22 | July: 2; August: 8572; September: 0; October: B; November: 3; December: 3
2019-11-22 | July: 3; August: 8717.75; September: 0; October: B; November: 3; December: 3
2019-11-22 | July: 4; August: 9381.25; September: 0; October: B; November: 3; December: 3
2019-11-22 | July: 5; August: 10835.25; September: 0; October: B; November: 3; December: 3
2019-11-22 | July: 6; August: 12619; September: 0; October: B; November: 2; December: 2
2019-11-22 | July: 7; August: 13305; September: 0; October: B; November: 1; December: 1
2019-11-22 | July: 8; August: 14879.25; September: 0; October: B; November: 1; December: 1
2019-11-22 | July: 9; August: 15503.25; September: 0; October: B; November: 2; December: 1
2019-11-22 | July: 10; August: 15272.25; September: 0; October: B; November: 2; December: 2
2019-11-22 | July: 11; August: 15813.75; September: 0; October: B; November: 2; December: 2
2019-11-22 | July: 12; August: 15879; September: 0; October: B; November: 2; December: 2
2019-11-22 | July: 13; August: 15473.75; September: 0; October: B; November: 2; December: 2
2019-11-22 | July: 14; August: 15440.25; September: 0; October: B; November: 2; December: 2
2019-11-22 | July: 15; August: 14994; September: 0; October: B; November: 2; December: 2
2019-11-22 | July: 16; August: 14427.75; September: 0; October: B; November: 2; December: 2
2019-11-22 | July: 17; August: 13693.5; September: 0; October: B; November: 2; December: 2
2019-11-22 | July: 18; August: 13364.25; September: 0; October: B; November: 1; December: 1
2019-11-22 | July: 19; August: 13122.25; September: 0; October: B; November: 1; December: 1
2019-11-22 | July: 20; August: 12678.25; September: 0; October: B; November: 1; December: 2
2019-11-22 | July: 21; August: 11610.75; September: 0; October: B; November: 2; December: 2
2019-11-22 | July: 22; August: 10600.5; September: 0; October: B; November: 3; December: 3
2019-11-22 | July: 23; August: 9888.75; September: 0; October: B; November: 3; December: 3
2019-11-23 | July: 0; August: 9168.25; September: 0; October: B; November: 3; December: 3
2019-11-23 | July: 1; August: 8833; September: 0; October: B; November: 3; December: 3
2019-11-23 | July: 2; August: 8909.5; September: 0; October: B; November: 3; December: 3
2019-11-23 | July: 3; August: 9007.5; September: 0; October: B; November: 3; December: 3
2019-11-23 | July: 4; August: 9165; September: 0; October: B; November: 3; December: 3
2019-11-23 | July: 5; August: 9755.25; September: 0; October: B; November: 3; December: 3
2019-11-23 | July: 6; August: 10243; September: 0; October: B; November: 3; December: 3
2019-11-23 | July: 7; August: 11696.5; September: 0; October: B; November: 2; December: 2
2019-11-23 | July: 8; August: 13667.75; September: 0; October: B; November: 2; December: 2
2019-11-23 | July: 9; August: 14172.75; September: 0; October: B; November: 2; December: 2
2019-11-23 | July: 10; August: 14149; September: 0; October: B; November: 2; December: 2
2019-11-23 | July: 11; August: 14222.5; September: 0; October: B; November: 2; December: 2
2019-11-23 | July: 12; August: 13486.75; September: 0; October: B; November: 3; December: 3
2019-11-23 | July: 13; August: 12842.25; September: 0; October: B; November: 3; December: 3
2019-11-23 | July: 14; August: 12315.75; September: 0; October: B; November: 3; December: 3
2019-11-23 | July: 15; August: 12144.25; September: 0; October: B; November: 3; December: 3
2019-11-23 | July: 16; August: 12310.5; September: 0; October: B; November: 3; December: 3
2019-11-23 | July: 17; August: 12366.25; September: 0; October: B; November: 3; December: 3
2019-11-23 | July: 18; August: 12165; September: 0; October: B; November: 2; December: 2
2019-11-23 | July: 19; August: 11842; September: 0; October: B; November: 2; December: 2
2019-11-23 | July: 20; August: 12091.5; September: 0; October: B; November: 3; December: 3
2019-11-23 | July: 21; August: 11256.5; September: 0; October: B; November: 3; December: 3
2019-11-23 | July: 22; August: 10267.75; September: 0; October: B; November: 3; December: 3
2019-11-23 | July: 23; August: 9380.75; September: 0; October: B; November: 3; December: 3
2019-11-24 | July: 0; August: 8779.75; September: 0; October: B; November: 3; December: 3
2019-11-24 | July: 1; August: 8450.75; September: 0; October: B; November: 3; December: 3
2019-11-24 | July: 2; August: 8285; September: 0; October: B; November: 3; December: 3
2019-11-24 | July: 3; August: 8355; September: 0; October: B; November: 3; December: 3
2019-11-24 | July: 4; August: 8526.25; September: 0; October: B; November: 3; December: 3
2019-11-24 | July: 5; August: 8374.5; September: 0; October: B; November: 3; December: 3
2019-11-24 | July: 6; August: 9093; September: 0; October: B; November: 3; December: 3
2019-11-24 | July: 7; August: 10255; September: 0; October: B; November: 3; December: 3
2019-11-24 | July: 8; August: 11605.25; September: 0; October: B; November: 3; December: 3
2019-11-24 | July: 9; August: 12261.75; September: 0; October: B; November: 3; December: 3
2019-11-24 | July: 10; August: 12387.5; September: 0; October: B; November: 3; December: 3
2019-11-24 | July: 11; August: 12559.5; September: 0; October: B; November: 3; December: 3
2019-11-24 | July: 12; August: 12452; September: 0; October: B; November: 3; December: 3
2019-11-24 | July: 13; August: 12017.25; September: 0; October: B; November: 3; December: 3
2019-11-24 | July: 14; August: 11779.75; September: 0; October: B; November: 3; December: 3
2019-11-24 | July: 15; August: 11727.75; September: 0; October: B; November: 3; December: 3
2019-11-24 | July: 16; August: 11809.75; September: 0; October: B; November: 3; December: 3
2019-11-24 | July: 17; August: 12015.75; September: 0; October: B; November: 3; December: 3
2019-11-24 | July: 18; August: 12116.5; September: 0; October: B; November: 2; December: 3
2019-11-24 | July: 19; August: 12389.25; September: 0; October: B; November: 2; December: 3
2019-11-24 | July: 20; August: 12294.25; September: 0; October: B; November: 3; December: 3
2019-11-24 | July: 21; August: 11053; September: 0; October: B; November: 3; December: 3
2019-11-24 | July: 22; August: 9728.25; September: 0; October: B; November: 3; December: 3
2019-11-24 | July: 23; August: 8647; September: 0; October: B; November: 3; December: 3
2019-11-25 | July: 0; August: 8081.25; September: 0; October: B; November: 3; December: 3
2019-11-25 | July: 1; August: 7813.75; September: 0; October: B; November: 3; December: 3
2019-11-25 | July: 2; August: 7794.75; September: 0; October: B; November: 3; December: 3
2019-11-25 | July: 3; August: 8035.75; September: 0; October: B; November: 3; December: 3
2019-11-25 | July: 4; August: 8642.5; September: 0; October: B; November: 3; December: 3
2019-11-25 | July: 5; August: 10081.75; September: 0; October: B; November: 3; December: 3
2019-11-25 | July: 6; August: 12091; September: 0; October: B; November: 2; December: 2
2019-11-25 | July: 7; August: 13532.25; September: 0; October: B; November: 1; December: 1
2019-11-25 | July: 8; August: 14966; September: 0; October: B; November: 1; December: 1
2019-11-25 | July: 9; August: 15507; September: 0; October: B; November: 2; December: 1
2019-11-25 | July: 10; August: 15459.5; September: 0; October: B; November: 2; December: 2
2019-11-25 | July: 11; August: 15889; September: 0; October: B; November: 2; December: 2
2019-11-25 | July: 12; August: 16097.5; September: 0; October: B; November: 2; December: 2
2019-11-25 | July: 13; August: 15703; September: 0; October: B; November: 2; December: 2
2019-11-25 | July: 14; August: 16392.25; September: 0; October: B; November: 2; December: 2
2019-11-25 | July: 15; August: 16212.25; September: 0; October: B; November: 2; December: 2
2019-11-25 | July: 16; August: 16039; September: 0; October: B; November: 2; December: 2
2019-11-25 | July: 17; August: 15121; September: 0; October: B; November: 2; December: 2
2019-11-25 | July: 18; August: 14542.5; September: 0; October: B; November: 1; December: 1
2019-11-25 | July: 19; August: 14399.25; September: 0; October: B; November: 1; December: 1
2019-11-25 | July: 20; August: 14155; September: 0; October: B; November: 1; December: 2
2019-11-25 | July: 21; August: 12702; September: 0; October: B; November: 2; December: 2
2019-11-25 | July: 22; August: 11203.75; September: 0; October: B; November: 3; December: 3
2019-11-25 | July: 23; August: 10073.75; September: 0; October: B; November: 3; December: 3
2019-11-26 | July: 0; August: 9346; September: 0; October: B; November: 3; December: 3
2019-11-26 | July: 1; August: 8715; September: 0; October: B; November: 3; December: 3
2019-11-26 | July: 2; August: 8898; September: 0; October: B; November: 3; December: 3
2019-11-26 | July: 3; August: 8943.75; September: 0; October: B; November: 3; December: 3
2019-11-26 | July: 4; August: 9390.25; September: 0; October: B; November: 3; December: 3
2019-11-26 | July: 5; August: 10634.5; September: 0; October: B; November: 3; December: 3
2019-11-26 | July: 6; August: 12267.75; September: 0; October: B; November: 2; December: 2
2019-11-26 | July: 7; August: 13468.5; September: 0; October: B; November: 1; December: 1
2019-11-26 | July: 8; August: 14960.5; September: 0; October: B; November: 1; December: 1
2019-11-26 | July: 9; August: 15787.25; September: 0; October: B; November: 2; December: 1
2019-11-26 | July: 10; August: 15753.75; September: 0; October: B; November: 2; December: 2
2019-11-26 | July: 11; August: 16248.25; September: 0; October: B; November: 2; December: 2
2019-11-26 | July: 12; August: 16377; September: 0; October: B; November: 2; December: 2
2019-11-26 | July: 13; August: 16090.25; September: 0; October: B; November: 2; December: 2
2019-11-26 | July: 14; August: 16468; September: 0; October: B; November: 2; December: 2
2019-11-26 | July: 15; August: 16560.25; September: 0; October: B; November: 2; December: 2
2019-11-26 | July: 16; August: 16355.75; September: 0; October: B; November: 2; December: 2
2019-11-26 | July: 17; August: 15217.25; September: 0; October: B; November: 2; December: 2
2019-11-26 | July: 18; August: 14606.75; September: 0; October: B; November: 1; December: 1
2019-11-26 | July: 19; August: 14120; September: 0; October: B; November: 1; December: 1
2019-11-26 | July: 20; August: 13888; September: 0; October: B; November: 1; December: 2
2019-11-26 | July: 21; August: 12303.75; September: 0; October: B; November: 2; December: 2
2019-11-26 | July: 22; August: 10772; September: 0; October: B; November: 3; December: 3
2019-11-26 | July: 23; August: 9818.5; September: 0; October: B; November: 3; December: 3
2019-11-27 | July: 0; August: 9000.5; September: 0; October: B; November: 3; December: 3
2019-11-27 | July: 1; August: 8596; September: 0; October: B; November: 3; December: 3
2019-11-27 | July: 2; August: 8565.5; September: 0; October: B; November: 3; December: 3
2019-11-27 | July: 3; August: 8798.75; September: 0; October: B; November: 3; December: 3
2019-11-27 | July: 4; August: 9411.25; September: 0; October: B; November: 3; December: 3
2019-11-27 | July: 5; August: 10733.25; September: 0; October: B; November: 3; December: 3
2019-11-27 | July: 6; August: 12488.25; September: 0; October: B; November: 2; December: 2
2019-11-27 | July: 7; August: 13568.25; September: 0; October: B; November: 1; December: 1
2019-11-27 | July: 8; August: 14710.25; September: 0; October: B; November: 1; December: 1
2019-11-27 | July: 9; August: 15467.25; September: 0; October: B; November: 2; December: 1
2019-11-27 | July: 10; August: 15736.25; September: 0; October: B; November: 2; December: 2
2019-11-27 | July: 11; August: 16013.5; September: 0; October: B; November: 2; December: 2
2019-11-27 | July: 12; August: 16106.75; September: 0; October: B; November: 2; December: 2
2019-11-27 | July: 13; August: 15945.75; September: 0; October: B; November: 2; December: 2
2019-11-27 | July: 14; August: 16427.75; September: 0; October: B; November: 2; December: 2
2019-11-27 | July: 15; August: 16138.5; September: 0; October: B; November: 2; December: 2
2019-11-27 | July: 16; August: 15904.25; September: 0; October: B; November: 2; December: 2
2019-11-27 | July: 17; August: 14903.75; September: 0; October: B; November: 2; December: 2
2019-11-27 | July: 18; August: 14410; September: 0; October: B; November: 1; December: 1
2019-11-27 | July: 19; August: 13784.5; September: 0; October: B; November: 1; December: 1
2019-11-27 | July: 20; August: 13766.5; September: 0; October: B; November: 1; December: 2
2019-11-27 | July: 21; August: 12608.5; September: 0; October: B; November: 2; December: 2
2019-11-27 | July: 22; August: 11245.75; September: 0; October: B; November: 3; December: 3
2019-11-27 | July: 23; August: 10317.5; September: 0; October: B; November: 3; December: 3
2019-11-28 | July: 0; August: 9483.75; September: 0; October: B; November: 3; December: 3
2019-11-28 | July: 1; August: 8890.5; September: 0; October: B; November: 3; December: 3
2019-11-28 | July: 2; August: 9078; September: 0; October: B; November: 3; December: 3
2019-11-28 | July: 3; August: 9002.5; September: 0; October: B; November: 3; December: 3
2019-11-28 | July: 4; August: 9645; September: 0; October: B; November: 3; December: 3
2019-11-28 | July: 5; August: 10843; September: 0; October: B; November: 3; December: 3
2019-11-28 | July: 6; August: 12509.75; September: 0; October: B; November: 2; December: 2
2019-11-28 | July: 7; August: 13636.25; September: 0; October: B; November: 1; December: 1
2019-11-28 | July: 8; August: 15265.75; September: 0; October: B; November: 1; December: 1
2019-11-28 | July: 9; August: 16612.75; September: 0; October: B; November: 2; December: 1
2019-11-28 | July: 10; August: 17193; September: 0; October: B; November: 2; December: 2
2019-11-28 | July: 11; August: 17919.25; September: 0; October: B; November: 2; December: 2
2019-11-28 | July: 12; August: 18355.25; September: 0; October: B; November: 2; December: 2
2019-11-28 | July: 13; August: 18195; September: 0; October: B; November: 2; December: 2
2019-11-28 | July: 14; August: 18767.5; September: 0; October: B; November: 2; December: 2
2019-11-28 | July: 15; August: 18317.75; September: 0; October: B; November: 2; December: 2
2019-11-28 | July: 16; August: 17508.25; September: 0; October: B; November: 2; December: 2
2019-11-28 | July: 17; August: 15930.75; September: 0; October: B; November: 2; December: 2
2019-11-28 | July: 18; August: 15442.5; September: 0; October: B; November: 1; December: 1
2019-11-28 | July: 19; August: 14937; September: 0; October: B; November: 1; December: 1
2019-11-28 | July: 20; August: 14851; September: 0; October: B; November: 1; December: 2
2019-11-28 | July: 21; August: 13870.25; September: 0; October: B; November: 2; December: 2
2019-11-28 | July: 22; August: 12360.5; September: 0; October: B; November: 3; December: 3
2019-11-28 | July: 23; August: 11316.75; September: 0; October: B; November: 3; December: 3
2019-11-29 | July: 0; August: 10429.5; September: 0; October: B; November: 3; December: 3
2019-11-29 | July: 1; August: 9620.5; September: 0; October: B; November: 3; December: 3
2019-11-29 | July: 2; August: 9658.5; September: 0; October: B; November: 3; December: 3
2019-11-29 | July: 3; August: 9885.5; September: 0; October: B; November: 3; December: 3
2019-11-29 | July: 4; August: 10333.25; September: 0; October: B; November: 3; December: 3
2019-11-29 | July: 5; August: 11564.25; September: 0; October: B; November: 3; December: 3
2019-11-29 | July: 6; August: 13338.75; September: 0; October: B; November: 2; December: 2
2019-11-29 | July: 7; August: 14539.75; September: 0; October: B; November: 1; December: 1
2019-11-29 | July: 8; August: 15664.75; September: 0; October: B; November: 1; December: 1
2019-11-29 | July: 9; August: 16154.5; September: 0; October: B; November: 2; December: 1
2019-11-29 | July: 10; August: 15846; September: 0; October: B; November: 2; December: 2
2019-11-29 | July: 11; August: 16202.75; September: 0; October: B; November: 2; December: 2
2019-11-29 | July: 12; August: 16309; September: 0; October: B; November: 2; December: 2
2019-11-29 | July: 13; August: 15729.25; September: 0; October: B; November: 2; December: 2
2019-11-29 | July: 14; August: 15807.25; September: 0; October: B; November: 2; December: 2
2019-11-29 | July: 15; August: 15170.75; September: 0; October: B; November: 2; December: 2
2019-11-29 | July: 16; August: 14638.5; September: 0; October: B; November: 2; December: 2
2019-11-29 | July: 17; August: 13913.75; September: 0; October: B; November: 2; December: 2
2019-11-29 | July: 18; August: 13413.75; September: 0; October: B; November: 1; December: 1
2019-11-29 | July: 19; August: 13413.75; September: 0; October: B; November: 1; December: 1
2019-11-29 | July: 20; August: 13702.75; September: 0; October: B; November: 1; December: 2
2019-11-29 | July: 21; August: 12697.5; September: 0; October: B; November: 2; December: 2
2019-11-29 | July: 22; August: 11360.25; September: 0; October: B; November: 3; December: 3
2019-11-29 | July: 23; August: 10632.5; September: 0; October: B; November: 3; December: 3
2019-11-30 | July: 0; August: 9795.25; September: 0; October: B; November: 3; December: 3
2019-11-30 | July: 1; August: 9231.75; September: 0; October: B; November: 3; December: 3
2019-11-30 | July: 2; August: 9159; September: 0; October: B; November: 3; December: 3
2019-11-30 | July: 3; August: 9289.25; September: 0; October: B; November: 3; December: 3
2019-11-30 | July: 4; August: 9362.5; September: 0; October: B; November: 3; December: 3
2019-11-30 | July: 5; August: 10031.75; September: 0; October: B; November: 3; December: 3
2019-11-30 | July: 6; August: 10362.5; September: 0; October: B; November: 3; December: 3
2019-11-30 | July: 7; August: 11876; September: 0; October: B; November: 2; December: 2
2019-11-30 | July: 8; August: 13718; September: 0; October: B; November: 2; December: 2
2019-11-30 | July: 9; August: 13947.5; September: 0; October: B; November: 2; December: 2
2019-11-30 | July: 10; August: 13990; September: 0; October: B; November: 2; December: 2
2019-11-30 | July: 11; August: 13924.25; September: 0; October: B; November: 2; December: 2
2019-11-30 | July: 12; August: 13224.25; September: 0; October: B; November: 3; December: 3
2019-11-30 | July: 13; August: 12623.25; September: 0; October: B; November: 3; December: 3
2019-11-30 | July: 14; August: 12223.75; September: 0; October: B; November: 3; December: 3
2019-11-30 | July: 15; August: 12103; September: 0; October: B; November: 3; December: 3
2019-11-30 | July: 16; August: 12045.25; September: 0; October: B; November: 3; December: 3
2019-11-30 | July: 17; August: 11880; September: 0; October: B; November: 3; December: 3
2019-11-30 | July: 18; August: 11781.25; September: 0; October: B; November: 2; December: 2
2019-11-30 | July: 19; August: 11863.75; September: 0; October: B; November: 2; December: 2
2019-11-30 | July: 20; August: 12125; September: 0; October: B; November: 3; December: 3
2019-11-30 | July: 21; August: 11241.75; September: 0; October: B; November: 3; December: 3
2019-11-30 | July: 22; August: 10275.5; September: 0; October: B; November: 3; December: 3
2019-11-30 | July: 23; August: 9344; September: 0; October: B; November: 3; December: 3
2019-12-01 | July: 0; August: 8790.5; September: 0; October: B; November: 3; December: 3
2019-12-01 | July: 1; August: 8378; September: 0; October: B; November: 3; December: 3
2019-12-01 | July: 2; August: 8275; September: 0; October: B; November: 3; December: 3
2019-12-01 | July: 3; August: 8235; September: 0; October: B; November: 3; December: 3
2019-12-01 | July: 4; August: 8392.5; September: 0; October: B; November: 3; December: 3
2019-12-01 | July: 5; August: 8410.75; September: 0; October: B; November: 3; December: 3
2019-12-01 | July: 6; August: 9100.25; September: 0; October: B; November: 3; December: 3
2019-12-01 | July: 7; August: 10717.25; September: 0; October: B; November: 3; December: 3
2019-12-01 | July: 8; August: 12069; September: 0; October: B; November: 3; December: 3
2019-12-01 | July: 9; August: 12316.5; September: 0; October: B; November: 3; December: 3
2019-12-01 | July: 10; August: 12412; September: 0; October: B; November: 3; December: 3
2019-12-01 | July: 11; August: 12471.25; September: 0; October: B; November: 3; December: 3
2019-12-01 | July: 12; August: 12251.5; September: 0; October: B; November: 3; December: 3
2019-12-01 | July: 13; August: 11784.25; September: 0; October: B; November: 3; December: 3
2019-12-01 | July: 14; August: 11548.75; September: 0; October: B; November: 3; December: 3
2019-12-01 | July: 15; August: 11581.75; September: 0; October: B; November: 3; December: 3
2019-12-01 | July: 16; August: 11476.75; September: 0; October: B; November: 3; December: 3
2019-12-01 | July: 17; August: 8520.75; September: 0; October: B; November: 3; December: 3
2019-12-01 | July: 18; August: 9432.75; September: 0; October: B; November: 2; December: 3
2019-12-01 | July: 19; August: 10038; September: 0; October: B; November: 2; December: 3
2019-12-01 | July: 20; August: 10263; September: 0; October: B; November: 3; December: 3
2019-12-01 | July: 21; August: 9506.25; September: 0; October: B; November: 3; December: 3
2019-12-01 | July: 22; August: 8512; September: 0; October: B; November: 3; December: 3
2019-12-01 | July: 23; August: 7629.25; September: 0; October: B; November: 3; December: 3
2019-12-02 | July: 0; August: 7228.75; September: 0; October: B; November: 3; December: 3
2019-12-02 | July: 1; August: 6858.5; September: 0; October: B; November: 3; December: 3
2019-12-02 | July: 2; August: 6699; September: 0; October: B; November: 3; December: 3
2019-12-02 | July: 3; August: 6898.75; September: 0; October: B; November: 3; December: 3
2019-12-02 | July: 4; August: 7399.75; September: 0; October: B; November: 3; December: 3
2019-12-02 | July: 5; August: 8158.75; September: 0; October: B; November: 3; December: 3
2019-12-02 | July: 6; August: 10014.5; September: 0; October: B; November: 2; December: 2
2019-12-02 | July: 7; August: 11528.5; September: 0; October: B; November: 1; December: 1
2019-12-02 | July: 8; August: 13038.5; September: 0; October: B; November: 1; December: 1
2019-12-02 | July: 9; August: 14122.75; September: 0; October: B; November: 2; December: 1
2019-12-02 | July: 10; August: 14174.75; September: 0; October: B; November: 2; December: 2
2019-12-02 | July: 11; August: 14411.25; September: 0; October: B; November: 2; December: 2
2019-12-02 | July: 12; August: 14366.5; September: 0; October: B; November: 2; December: 2
2019-12-02 | July: 13; August: 13993.25; September: 0; October: B; November: 2; December: 2
2019-12-02 | July: 14; August: 14317.5; September: 0; October: B; November: 2; December: 2
2019-12-02 | July: 15; August: 14069.5; September: 0; October: B; November: 2; December: 2
2019-12-02 | July: 16; August: 13613.25; September: 0; October: B; November: 2; December: 2
2019-12-02 | July: 17; August: 12366.75; September: 0; October: B; November: 2; December: 2
2019-12-02 | July: 18; August: 11904; September: 0; October: B; November: 1; December: 1
2019-12-02 | July: 19; August: 11951.5; September: 0; October: B; November: 1; December: 1
2019-12-02 | July: 20; August: 11954.25; September: 0; October: B; November: 1; December: 2
2019-12-02 | July: 21; August: 11165.25; September: 0; October: B; November: 2; December: 2
2019-12-02 | July: 22; August: 9602.5; September: 0; October: B; November: 3; December: 3
2019-12-02 | July: 23; August: 9087; September: 0; October: B; November: 3; December: 3
2019-12-03 | July: 0; August: 8468; September: 0; October: B; November: 3; December: 3
2019-12-03 | July: 1; August: 7630.75; September: 0; October: B; November: 3; December: 3
2019-12-03 | July: 2; August: 7897; September: 0; October: B; November: 3; December: 3
2019-12-03 | July: 3; August: 7980; September: 0; October: B; November: 3; December: 3
2019-12-03 | July: 4; August: 8232.25; September: 0; October: B; November: 3; December: 3
2019-12-03 | July: 5; August: 9049.25; September: 0; October: B; November: 3; December: 3
2019-12-03 | July: 6; August: 10198.75; September: 0; October: B; November: 2; December: 2
2019-12-03 | July: 7; August: 11414; September: 0; October: B; November: 1; December: 1
2019-12-03 | July: 8; August: 12986.5; September: 0; October: B; November: 1; December: 1
2019-12-03 | July: 9; August: 13460.5; September: 0; October: B; November: 2; December: 1
2019-12-03 | July: 10; August: 13212.75; September: 0; October: B; November: 2; December: 2
2019-12-03 | July: 11; August: 13574.25; September: 0; October: B; November: 2; December: 2
2019-12-03 | July: 12; August: 13708.5; September: 0; October: B; November: 2; December: 2
2019-12-03 | July: 13; August: 13400.75; September: 0; October: B; November: 2; December: 2
2019-12-03 | July: 14; August: 13737.75; September: 0; October: B; November: 2; December: 2
2019-12-03 | July: 15; August: 13657.75; September: 0; October: B; November: 2; December: 2
2019-12-03 | July: 16; August: 13410; September: 0; October: B; November: 2; December: 2
2019-12-03 | July: 17; August: 12526.75; September: 0; October: B; November: 2; December: 2
2019-12-03 | July: 18; August: 12109.75; September: 0; October: B; November: 1; December: 1
2019-12-03 | July: 19; August: 11731.75; September: 0; October: B; November: 1; December: 1
2019-12-03 | July: 20; August: 11903.25; September: 0; October: B; November: 1; December: 2
2019-12-03 | July: 21; August: 10594.75; September: 0; October: B; November: 2; December: 2
2019-12-03 | July: 22; August: 9428.25; September: 0; October: B; November: 3; December: 3
2019-12-03 | July: 23; August: 8803.75; September: 0; October: B; November: 3; December: 3
2019-12-04 | July: 0; August: 8162.25; September: 0; October: B; November: 3; December: 3
2019-12-04 | July: 1; August: 7635; September: 0; October: B; November: 3; December: 3
2019-12-04 | July: 2; August: 7600.25; September: 0; October: B; November: 3; December: 3
2019-12-04 | July: 3; August: 7712; September: 0; October: B; November: 3; December: 3
2019-12-04 | July: 4; August: 8028.5; September: 0; October: B; November: 3; December: 3
2019-12-04 | July: 5; August: 8834.5; September: 0; October: B; November: 3; December: 3
2019-12-04 | July: 6; August: 10354.5; September: 0; October: B; November: 2; December: 2
2019-12-04 | July: 7; August: 11435.25; September: 0; October: B; November: 1; December: 1
2019-12-04 | July: 8; August: 12893.25; September: 0; October: B; November: 1; December: 1
2019-12-04 | July: 9; August: 13433.75; September: 0; October: B; November: 2; December: 1
2019-12-04 | July: 10; August: 13335.25; September: 0; October: B; November: 2; December: 2
2019-12-04 | July: 11; August: 13852.25; September: 0; October: B; November: 2; December: 2
2019-12-04 | July: 12; August: 14268.25; September: 0; October: B; November: 2; December: 2
2019-12-04 | July: 13; August: 14235; September: 0; October: B; November: 2; December: 2
2019-12-04 | July: 14; August: 14761.5; September: 0; October: B; November: 2; December: 2
2019-12-04 | July: 15; August: 14704.5; September: 0; October: B; November: 2; December: 2
2019-12-04 | July: 16; August: 14407.5; September: 0; October: B; November: 2; December: 2
2019-12-04 | July: 17; August: 13205.75; September: 0; October: B; November: 2; December: 2
2019-12-04 | July: 18; August: 12556.5; September: 0; October: B; November: 1; December: 1
2019-12-04 | July: 19; August: 12013.75; September: 0; October: B; November: 1; December: 1
2019-12-04 | July: 20; August: 12326.75; September: 0; October: B; November: 1; December: 2
2019-12-04 | July: 21; August: 11266; September: 0; October: B; November: 2; December: 2
2019-12-04 | July: 22; August: 10008.75; September: 0; October: B; November: 3; December: 3
2019-12-04 | July: 23; August: 9316; September: 0; October: B; November: 3; December: 3
2019-12-05 | July: 0; August: 8691.75; September: 0; October: B; November: 3; December: 3
2019-12-05 | July: 1; August: 7983.75; September: 0; October: B; November: 3; December: 3
2019-12-05 | July: 2; August: 8307.75; September: 0; October: B; November: 3; December: 3
2019-12-05 | July: 3; August: 8114; September: 0; October: B; November: 3; December: 3
2019-12-05 | July: 4; August: 8365.25; September: 0; October: B; November: 3; December: 3
2019-12-05 | July: 5; August: 9144.75; September: 0; October: B; November: 3; December: 3
2019-12-05 | July: 6; August: 9998.5; September: 0; October: B; November: 2; December: 2
2019-12-05 | July: 7; August: 11903.75; September: 0; October: B; November: 1; December: 1
2019-12-05 | July: 8; August: 13772.25; September: 0; October: B; November: 1; December: 1
2019-12-05 | July: 9; August: 14759; September: 0; October: B; November: 2; December: 1
2019-12-05 | July: 10; August: 15158.75; September: 0; October: B; November: 2; December: 2
2019-12-05 | July: 11; August: 16025.25; September: 0; October: B; November: 2; December: 2
2019-12-05 | July: 12; August: 16293.75; September: 0; October: B; November: 2; December: 2
2019-12-05 | July: 13; August: 16191; September: 0; October: B; November: 2; December: 2
2019-12-05 | July: 14; August: 16639.5; September: 0; October: B; November: 2; December: 2
2019-12-05 | July: 15; August: 16513.25; September: 0; October: B; November: 2; December: 2
2019-12-05 | July: 16; August: 646.5; September: 0; October: B; November: 2; December: 2
2019-12-05 | July: 17; August: 64; September: 0; October: B; November: 2; December: 2
2019-12-05 | July: 18; August: 12407.25; September: 0; October: B; November: 1; December: 1
2019-12-05 | July: 19; August: 13256.75; September: 0; October: B; November: 1; December: 1
2019-12-05 | July: 20; August: 13320.75; September: 0; October: B; November: 1; December: 2
2019-12-05 | July: 21; August: 12110; September: 0; October: B; November: 2; December: 2
2019-12-05 | July: 22; August: 11185.5; September: 0; October: B; November: 3; December: 3
2019-12-05 | July: 23; August: 10524.25; September: 0; October: B; November: 3; December: 3
2019-12-06 | July: 0; August: 9630; September: 0; October: B; November: 3; December: 3
2019-12-06 | July: 1; August: 8764.5; September: 0; October: B; November: 3; December: 3
2019-12-06 | July: 2; August: 9045.25; September: 0; October: B; November: 3; December: 3
2019-12-06 | July: 3; August: 8878.25; September: 0; October: B; November: 3; December: 3
2019-12-06 | July: 4; August: 8219.5; September: 0; October: B; November: 3; December: 3
2019-12-06 | July: 5; August: 7711.5; September: 0; October: B; November: 3; December: 3
2019-12-06 | July: 6; August: 10781; September: 0; October: B; November: 2; December: 2
2019-12-06 | July: 7; August: 12729.5; September: 0; October: B; November: 1; December: 1
2019-12-06 | July: 8; August: 14033.5; September: 0; October: B; November: 1; December: 1
2019-12-06 | July: 9; August: 1302.75; September: 0; October: B; November: 2; December: 1
2019-12-06 | July: 10; August: 14567.75; September: 0; October: B; November: 2; December: 2
2019-12-06 | July: 11; August: 15764.25; September: 0; October: B; November: 2; December: 2
2019-12-06 | July: 12; August: 15532.25; September: 0; October: B; November: 2; December: 2
2019-12-06 | July: 13; August: 14915.25; September: 0; October: B; November: 2; December: 2
2019-12-06 | July: 14; August: 14596.75; September: 0; October: B; November: 2; December: 2
2019-12-06 | July: 15; August: 13785.5; September: 0; October: B; November: 2; December: 2
2019-12-06 | July: 16; August: 93; September: 0; October: B; November: 2; December: 2
2019-12-06 | July: 17; August: 27; September: 0; October: B; November: 2; December: 2
2019-12-06 | July: 18; August: 8252; September: 0; October: B; November: 1; December: 1
2019-12-06 | July: 19; August: 12376.25; September: 0; October: B; November: 1; December: 1
2019-12-06 | July: 20; August: 11861.75; September: 0; October: B; November: 1; December: 2
2019-12-06 | July: 21; August: 10958.5; September: 0; October: B; November: 2; December: 2
2019-12-06 | July: 22; August: 10025.75; September: 0; October: B; November: 3; December: 3
2019-12-06 | July: 23; August: 8866.5; September: 0; October: B; November: 3; December: 3
2019-12-07 | July: 0; August: 87.25; September: 0; October: B; November: 3; December: 3
2019-12-07 | July: 1; August: 28; September: 0; October: B; November: 3; December: 3
2019-12-07 | July: 2; August: 8607; September: 0; October: B; November: 3; December: 3
2019-12-07 | July: 3; August: 8305.5; September: 0; October: B; November: 3; December: 3
2019-12-07 | July: 4; August: 8255.75; September: 0; October: B; November: 3; December: 3
2019-12-07 | July: 5; August: 8110.25; September: 0; October: B; November: 3; December: 3
2019-12-07 | July: 6; August: 8757; September: 0; October: B; November: 3; December: 3
2019-12-07 | July: 7; August: 10047.5; September: 0; October: B; November: 2; December: 2
2019-12-07 | July: 8; August: 11661.5; September: 0; October: B; November: 2; December: 2
2019-12-07 | July: 9; August: 12413.25; September: 0; October: B; November: 2; December: 2
2019-12-07 | July: 10; August: 12609; September: 0; October: B; November: 2; December: 2
2019-12-07 | July: 11; August: 12753.5; September: 0; October: B; November: 2; December: 2
2019-12-07 | July: 12; August: 12417.25; September: 0; October: B; November: 3; December: 3
2019-12-07 | July: 13; August: 11925.5; September: 0; October: B; November: 3; December: 3
2019-12-07 | July: 14; August: 11452.25; September: 0; October: B; November: 3; December: 3
2019-12-07 | July: 15; August: 11163.75; September: 0; October: B; November: 3; December: 3
2019-12-07 | July: 16; August: 451.25; September: 0; October: B; November: 3; December: 3
2019-12-07 | July: 17; August: 25.75; September: 0; October: B; November: 3; December: 3
2019-12-07 | July: 18; August: 11702; September: 0; October: B; November: 2; December: 2
2019-12-07 | July: 19; August: 10850.25; September: 0; October: B; November: 2; December: 2
2019-12-07 | July: 20; August: 10892.75; September: 0; October: B; November: 3; December: 3
2019-12-07 | July: 21; August: 10184.25; September: 0; October: B; November: 3; December: 3
2019-12-07 | July: 22; August: 9371.75; September: 0; October: B; November: 3; December: 3
2019-12-07 | July: 23; August: 8701.25; September: 0; October: B; November: 3; December: 3
2019-12-08 | July: 0; August: 8091; September: 0; October: B; November: 3; December: 3
2019-12-08 | July: 1; August: 7758.75; September: 0; October: B; November: 3; December: 3
2019-12-08 | July: 2; August: 7528.25; September: 0; October: B; November: 3; December: 3
2019-12-08 | July: 3; August: 7485; September: 0; October: B; November: 3; December: 3
2019-12-08 | July: 4; August: 7537.5; September: 0; October: B; November: 3; December: 3
2019-12-08 | July: 5; August: 7369.5; September: 0; October: B; November: 3; December: 3
2019-12-08 | July: 6; August: 7882.75; September: 0; October: B; November: 3; December: 3
2019-12-08 | July: 7; August: 8857.5; September: 0; October: B; November: 3; December: 3
2019-12-08 | July: 8; August: 159; September: 0; October: B; November: 3; December: 3
2019-12-08 | July: 9; August: 29; September: 0; October: B; November: 3; December: 3
2019-12-08 | July: 10; August: 10416.25; September: 0; October: B; November: 3; December: 3
2019-12-08 | July: 11; August: 11822.25; September: 0; October: B; November: 3; December: 3
2019-12-08 | July: 12; August: 11490.5; September: 0; October: B; November: 3; December: 3
2019-12-08 | July: 13; August: 11250; September: 0; October: B; November: 3; December: 3
2019-12-08 | July: 14; August: 11050.25; September: 0; October: B; November: 3; December: 3
2019-12-08 | July: 15; August: 10881.75; September: 0; October: B; November: 3; December: 3
2019-12-08 | July: 16; August: 10941.75; September: 0; October: B; November: 3; December: 3
2019-12-08 | July: 17; August: 10945.5; September: 0; October: B; November: 3; December: 3
2019-12-08 | July: 18; August: 10811.75; September: 0; October: B; November: 2; December: 3
2019-12-08 | July: 19; August: 10596.25; September: 0; October: B; November: 2; December: 3
2019-12-08 | July: 20; August: 11004; September: 0; October: B; November: 3; December: 3
2019-12-08 | July: 21; August: 10280; September: 0; October: B; November: 3; December: 3
2019-12-08 | July: 22; August: 9104.5; September: 0; October: B; November: 3; December: 3
2019-12-08 | July: 23; August: 8232.25; September: 0; October: B; November: 3; December: 3
2019-12-09 | July: 0; August: 7764.5; September: 0; October: B; November: 3; December: 3
2019-12-09 | July: 1; August: 7454.75; September: 0; October: B; November: 3; December: 3
2019-12-09 | July: 2; August: 7294.75; September: 0; October: B; November: 3; December: 3
2019-12-09 | July: 3; August: 7364; September: 0; October: B; November: 3; December: 3
2019-12-09 | July: 4; August: 7655.5; September: 0; October: B; November: 3; December: 3
2019-12-09 | July: 5; August: 8309.25; September: 0; October: B; November: 3; December: 3
2019-12-09 | July: 6; August: 10038.75; September: 0; October: B; November: 2; December: 2
2019-12-09 | July: 7; August: 12368.75; September: 0; October: B; November: 1; December: 1
2019-12-09 | July: 8; August: 14377; September: 0; October: B; November: 1; December: 1
2019-12-09 | July: 9; August: 15470.75; September: 0; October: B; November: 2; December: 1
2019-12-09 | July: 10; August: 15548; September: 0; October: B; November: 2; December: 2
2019-12-09 | July: 11; August: 16059.5; September: 0; October: B; November: 2; December: 2
2019-12-09 | July: 12; August: 16256.75; September: 0; October: B; November: 2; December: 2
2019-12-09 | July: 13; August: 16241.75; September: 0; October: B; November: 2; December: 2
2019-12-09 | July: 14; August: 60.5; September: 0; October: B; November: 2; December: 2
2019-12-09 | July: 15; August: 28.5; September: 0; October: B; November: 2; December: 2
2019-12-09 | July: 16; August: 11071.5; September: 0; October: B; November: 2; December: 2
2019-12-09 | July: 17; August: 14545.5; September: 0; October: B; November: 2; December: 2
2019-12-09 | July: 18; August: 13465.5; September: 0; October: B; November: 1; December: 1
2019-12-09 | July: 19; August: 12903; September: 0; October: B; November: 1; December: 1
2019-12-09 | July: 20; August: 12672.25; September: 0; October: B; November: 1; December: 2
2019-12-09 | July: 21; August: 11714.25; September: 0; October: B; November: 2; December: 2
2019-12-09 | July: 22; August: 124.75; September: 0; October: B; November: 3; December: 3
2019-12-09 | July: 23; August: 27.75; September: 0; October: B; November: 3; December: 3
2019-12-10 | July: 0; August: 9985.5; September: 0; October: B; November: 3; December: 3
2019-12-10 | July: 1; August: 9283.25; September: 0; October: B; November: 3; December: 3
2019-12-10 | July: 2; August: 8885.25; September: 0; October: B; November: 3; December: 3
2019-12-10 | July: 3; August: 8678.25; September: 0; October: B; November: 3; December: 3
2019-12-10 | July: 4; August: 8612.75; September: 0; October: B; November: 3; December: 3
2019-12-10 | July: 5; August: 9314.5; September: 0; October: B; November: 3; December: 3
2019-12-10 | July: 6; August: 1035.75; September: 0; October: B; November: 2; December: 2
2019-12-10 | July: 7; August: 26.75; September: 0; October: B; November: 1; December: 1
2019-12-10 | July: 8; August: 11703.25; September: 0; October: B; November: 1; December: 1
2019-12-10 | July: 9; August: 15702.75; September: 0; October: B; November: 2; December: 1
2019-12-10 | July: 10; August: 15231.25; September: 0; October: B; November: 2; December: 2
2019-12-10 | July: 11; August: 15873; September: 0; October: B; November: 2; December: 2
2019-12-10 | July: 12; August: 16215.75; September: 0; October: B; November: 2; December: 2
2019-12-10 | July: 13; August: 15733.25; September: 0; October: B; November: 2; December: 2
2019-12-10 | July: 14; August: 318.75; September: 0; October: B; November: 2; December: 2
2019-12-10 | July: 15; August: 27; September: 0; October: B; November: 2; December: 2
2019-12-10 | July: 16; August: 8610; September: 0; October: B; November: 2; December: 2
2019-12-10 | July: 17; August: 15173.25; September: 0; October: B; November: 2; December: 2
2019-12-10 | July: 18; August: 13942.5; September: 0; October: B; November: 1; December: 1
2019-12-10 | July: 19; August: 13189.5; September: 0; October: B; November: 1; December: 1
2019-12-10 | July: 20; August: 13064.5; September: 0; October: B; November: 1; December: 2
2019-12-10 | July: 21; August: 11499; September: 0; October: B; November: 2; December: 2
2019-12-10 | July: 22; August: 44.25; September: 0; October: B; November: 3; December: 3
2019-12-10 | July: 23; August: 24.5; September: 0; October: B; November: 3; December: 3
2019-12-11 | July: 0; August: 10189.25; September: 0; October: B; November: 3; December: 3
2019-12-11 | July: 1; August: 9180.25; September: 0; October: B; November: 3; December: 3
2019-12-11 | July: 2; August: 8774; September: 0; October: B; November: 3; December: 3
2019-12-11 | July: 3; August: 8635.75; September: 0; October: B; November: 3; December: 3
2019-12-11 | July: 4; August: 8832.5; September: 0; October: B; November: 3; December: 3
2019-12-11 | July: 5; August: 9578.75; September: 0; October: B; November: 3; December: 3
2019-12-11 | July: 6; August: 10275.25; September: 0; October: B; November: 2; December: 2
2019-12-11 | July: 7; August: 12263.75; September: 0; October: B; November: 1; December: 1
2019-12-11 | July: 8; August: 14508.25; September: 0; October: B; November: 1; December: 1
2019-12-11 | July: 9; August: 14937.25; September: 0; October: B; November: 2; December: 1
2019-12-11 | July: 10; August: 14763.25; September: 0; October: B; November: 2; December: 2
2019-12-11 | July: 11; August: 15300.25; September: 0; October: B; November: 2; December: 2
2019-12-11 | July: 12; August: 15703.75; September: 0; October: B; November: 2; December: 2
2019-12-11 | July: 13; August: 14895.25; September: 0; October: B; November: 2; December: 2
2019-12-11 | July: 14; August: 73.75; September: 0; October: B; November: 2; December: 2
2019-12-11 | July: 15; August: 29.25; September: 0; October: B; November: 2; December: 2
2019-12-11 | July: 16; August: 14766; September: 0; October: B; November: 2; December: 2
2019-12-11 | July: 17; August: 14074.75; September: 0; October: B; November: 2; December: 2
2019-12-11 | July: 18; August: 13141.25; September: 0; October: B; November: 1; December: 1
2019-12-11 | July: 19; August: 12479.75; September: 0; October: B; November: 1; December: 1
2019-12-11 | July: 20; August: 12575.25; September: 0; October: B; November: 1; December: 2
2019-12-11 | July: 21; August: 11484.75; September: 0; October: B; November: 2; December: 2
2019-12-11 | July: 22; August: 10380; September: 0; October: B; November: 3; December: 3
2019-12-11 | July: 23; August: 9619; September: 0; October: B; November: 3; December: 3
2019-12-12 | July: 0; August: 9014.75; September: 0; October: B; November: 3; December: 3
2019-12-12 | July: 1; August: 8512.75; September: 0; October: B; November: 3; December: 3
2019-12-12 | July: 2; August: 8465.5; September: 0; October: B; November: 3; December: 3
2019-12-12 | July: 3; August: 8378.75; September: 0; October: B; November: 3; December: 3
2019-12-12 | July: 4; August: 8514.75; September: 0; October: B; November: 3; December: 3
2019-12-12 | July: 5; August: 9228.5; September: 0; October: B; November: 3; December: 3
2019-12-12 | July: 6; August: 10115.75; September: 0; October: B; November: 2; December: 2
2019-12-12 | July: 7; August: 12111.75; September: 0; October: B; November: 1; December: 1
2019-12-12 | July: 8; August: 14480; September: 0; October: B; November: 1; December: 1
2019-12-12 | July: 9; August: 15519.75; September: 0; October: B; November: 2; December: 1
2019-12-12 | July: 10; August: 15599.5; September: 0; October: B; November: 2; December: 2
2019-12-12 | July: 11; August: 16150; September: 0; October: B; November: 2; December: 2
2019-12-12 | July: 12; August: 16102.25; September: 0; October: B; November: 2; December: 2
2019-12-12 | July: 13; August: 15908.25; September: 0; October: B; November: 2; December: 2
2019-12-12 | July: 14; August: 16321.25; September: 0; October: B; November: 2; December: 2
2019-12-12 | July: 15; August: 16480.25; September: 0; October: B; November: 2; December: 2
2019-12-12 | July: 16; August: 15711.75; September: 0; October: B; November: 2; December: 2
2019-12-12 | July: 17; August: 13867.25; September: 0; October: B; November: 2; December: 2
2019-12-12 | July: 18; August: 12924.75; September: 0; October: B; November: 1; December: 1
2019-12-12 | July: 19; August: 12548.5; September: 0; October: B; November: 1; December: 1
2019-12-12 | July: 20; August: 12485.5; September: 0; October: B; November: 1; December: 2
2019-12-12 | July: 21; August: 11492.5; September: 0; October: B; November: 2; December: 2
2019-12-12 | July: 22; August: 386.75; September: 0; October: B; November: 3; December: 3
2019-12-12 | July: 23; August: 10310; September: 0; October: B; November: 3; December: 3
2019-12-13 | July: 0; August: 9121; September: 0; October: B; November: 3; December: 3
2019-12-13 | July: 1; August: 8513.25; September: 0; October: B; November: 3; December: 3
2019-12-13 | July: 2; August: 8525.5; September: 0; October: B; November: 3; December: 3
2019-12-13 | July: 3; August: 8431.25; September: 0; October: B; November: 3; December: 3
2019-12-13 | July: 4; August: 8639; September: 0; October: B; November: 3; December: 3
2019-12-13 | July: 5; August: 9462.5; September: 0; October: B; November: 3; December: 3
2019-12-13 | July: 6; August: 10235.5; September: 0; October: B; November: 2; December: 2
2019-12-13 | July: 7; August: 11958.75; September: 0; October: B; November: 1; December: 1
2019-12-13 | July: 8; August: 14132.25; September: 0; October: B; November: 1; December: 1
2019-12-13 | July: 9; August: 15067.5; September: 0; October: B; November: 2; December: 1
2019-12-13 | July: 10; August: 15207; September: 0; October: B; November: 2; December: 2
2019-12-13 | July: 11; August: 15250; September: 0; October: B; November: 2; December: 2
2019-12-13 | July: 12; August: 45.75; September: 0; October: B; November: 2; December: 2
2019-12-13 | July: 13; August: 28.75; September: 0; October: B; November: 2; December: 2
2019-12-13 | July: 14; August: 14191.5; September: 0; October: B; November: 2; December: 2
2019-12-13 | July: 15; August: 14672.5; September: 0; October: B; November: 2; December: 2
2019-12-13 | July: 16; August: 13913.75; September: 0; October: B; November: 2; December: 2
2019-12-13 | July: 17; August: 12889; September: 0; October: B; November: 2; December: 2
2019-12-13 | July: 18; August: 12008.75; September: 0; October: B; November: 1; December: 1
2019-12-13 | July: 19; August: 11582.25; September: 0; October: B; November: 1; December: 1
2019-12-13 | July: 20; August: 11340.5; September: 0; October: B; November: 1; December: 2
2019-12-13 | July: 21; August: 10828.75; September: 0; October: B; November: 2; December: 2
2019-12-13 | July: 22; August: 9885.5; September: 0; October: B; November: 3; December: 3
2019-12-13 | July: 23; August: 9051.25; September: 0; October: B; November: 3; December: 3
2019-12-14 | July: 0; August: 8558; September: 0; October: B; November: 3; December: 3
2019-12-14 | July: 1; August: 8145.5; September: 0; October: B; November: 3; December: 3
2019-12-14 | July: 2; August: 8022.25; September: 0; October: B; November: 3; December: 3
2019-12-14 | July: 3; August: 7949.5; September: 0; October: B; November: 3; December: 3
2019-12-14 | July: 4; August: 8108.25; September: 0; October: B; November: 3; December: 3
2019-12-14 | July: 5; August: 8219; September: 0; October: B; November: 3; December: 3
2019-12-14 | July: 6; August: 8564.25; September: 0; October: B; November: 3; December: 3
2019-12-14 | July: 7; August: 9613.75; September: 0; October: B; November: 2; December: 2
2019-12-14 | July: 8; August: 11052.75; September: 0; October: B; November: 2; December: 2
2019-12-14 | July: 9; August: 11865.75; September: 0; October: B; November: 2; December: 2
2019-12-14 | July: 10; August: 11984.25; September: 0; October: B; November: 2; December: 2
2019-12-14 | July: 11; August: 11953.5; September: 0; October: B; November: 2; December: 2
2019-12-14 | July: 12; August: 11672; September: 0; October: B; November: 3; December: 3
2019-12-14 | July: 13; August: 11153.25; September: 0; October: B; November: 3; December: 3
2019-12-14 | July: 14; August: 10903.5; September: 0; October: B; November: 3; December: 3
2019-12-14 | July: 15; August: 10689.75; September: 0; October: B; November: 3; December: 3
2019-12-14 | July: 16; August: 10568.25; September: 0; October: B; November: 3; December: 3
2019-12-14 | July: 17; August: 10516.5; September: 0; October: B; November: 3; December: 3
2019-12-14 | July: 18; August: 10208.25; September: 0; October: B; November: 2; December: 2
2019-12-14 | July: 19; August: 9620.25; September: 0; October: B; November: 2; December: 2
2019-12-14 | July: 20; August: 9702.25; September: 0; October: B; November: 3; December: 3
2019-12-14 | July: 21; August: 9366.5; September: 0; October: B; November: 3; December: 3
2019-12-14 | July: 22; August: 8551; September: 0; October: B; November: 3; December: 3
2019-12-14 | July: 23; August: 7794.25; September: 0; October: B; November: 3; December: 3
2019-12-15 | July: 0; August: 7357.25; September: 0; October: B; November: 3; December: 3
2019-12-15 | July: 1; August: 7009.5; September: 0; October: B; November: 3; December: 3
2019-12-15 | July: 2; August: 6926.25; September: 0; October: B; November: 3; December: 3
2019-12-15 | July: 3; August: 7064; September: 0; October: B; November: 3; December: 3
2019-12-15 | July: 4; August: 7264; September: 0; October: B; November: 3; December: 3
2019-12-15 | July: 5; August: 7146.25; September: 0; October: B; November: 3; December: 3
2019-12-15 | July: 6; August: 7387.5; September: 0; October: B; November: 3; December: 3
2019-12-15 | July: 7; August: 8198; September: 0; October: B; November: 3; December: 3
2019-12-15 | July: 8; August: 9152.25; September: 0; October: B; November: 3; December: 3
2019-12-15 | July: 9; August: 9852.5; September: 0; October: B; November: 3; December: 3
2019-12-15 | July: 10; August: 10060.75; September: 0; October: B; November: 3; December: 3
2019-12-15 | July: 11; August: 9882.75; September: 0; October: B; November: 3; December: 3
2019-12-15 | July: 12; August: 10021; September: 0; October: B; November: 3; December: 3
2019-12-15 | July: 13; August: 9887.5; September: 0; October: B; November: 3; December: 3
2019-12-15 | July: 14; August: 9416.5; September: 0; October: B; November: 3; December: 3
2019-12-15 | July: 15; August: 9387.75; September: 0; October: B; November: 3; December: 3
2019-12-15 | July: 16; August: 9461.25; September: 0; October: B; November: 3; December: 3
2019-12-15 | July: 17; August: 9190.5; September: 0; October: B; November: 3; December: 3
2019-12-15 | July: 18; August: 8816.75; September: 0; October: B; November: 2; December: 3
2019-12-15 | July: 19; August: 8633.25; September: 0; October: B; November: 2; December: 3
2019-12-15 | July: 20; August: 9195.5; September: 0; October: B; November: 3; December: 3
2019-12-15 | July: 21; August: 8802.75; September: 0; October: B; November: 3; December: 3
2019-12-15 | July: 22; August: 8017.25; September: 0; October: B; November: 3; December: 3
2019-12-15 | July: 23; August: 7262; September: 0; October: B; November: 3; December: 3
2019-12-16 | July: 0; August: 6882; September: 7; October: B; November: 3; December: 3
2019-12-16 | July: 1; August: 6710.5; September: 7; October: B; November: 3; December: 3
2019-12-16 | July: 2; August: 6688.5; September: 7; October: B; November: 3; December: 3
2019-12-16 | July: 3; August: 6891.75; September: 7; October: B; November: 3; December: 3
2019-12-16 | July: 4; August: 7098.25; September: 7; October: B; November: 3; December: 3
2019-12-16 | July: 5; August: 7182; September: 7; October: B; November: 3; December: 3
2019-12-16 | July: 6; August: 7517.75; September: 7; October: B; November: 3; December: 3
2019-12-16 | July: 7; August: 8788.25; September: 7; October: B; November: 2; December: 2
2019-12-16 | July: 8; August: 10207.25; September: 7; October: B; November: 2; December: 2
2019-12-16 | July: 9; August: 11020; September: 7; October: B; November: 2; December: 2
2019-12-16 | July: 10; August: 11195.5; September: 7; October: B; November: 2; December: 2
2019-12-16 | July: 11; August: 11222.75; September: 7; October: B; November: 2; December: 2
2019-12-16 | July: 12; August: 11271.75; September: 7; October: B; November: 3; December: 3
2019-12-16 | July: 13; August: 11039.25; September: 7; October: B; November: 3; December: 3
2019-12-16 | July: 14; August: 10980.75; September: 7; October: B; November: 3; December: 3
2019-12-16 | July: 15; August: 10989; September: 7; October: B; November: 3; December: 3
2019-12-16 | July: 16; August: 11088; September: 7; October: B; November: 3; December: 3
2019-12-16 | July: 17; August: 10471.25; September: 7; October: B; November: 3; December: 3
2019-12-16 | July: 18; August: 10289.5; September: 7; October: B; November: 2; December: 2
2019-12-16 | July: 19; August: 9973.75; September: 7; October: B; November: 2; December: 2
2019-12-16 | July: 20; August: 10266.75; September: 7; October: B; November: 3; December: 3
2019-12-16 | July: 21; August: 9692.5; September: 7; October: B; November: 3; December: 3
2019-12-16 | July: 22; August: 8724; September: 7; October: B; November: 3; December: 3
2019-12-16 | July: 23; August: 7895.5; September: 7; October: B; November: 3; December: 3
2019-12-17 | July: 0; August: 7627.25; September: 0; October: B; November: 3; December: 3
2019-12-17 | July: 1; August: 7337.75; September: 0; October: B; November: 3; December: 3
2019-12-17 | July: 2; August: 7042.25; September: 0; October: B; November: 3; December: 3
2019-12-17 | July: 3; August: 7112.75; September: 0; October: B; November: 3; December: 3
2019-12-17 | July: 4; August: 7412; September: 0; October: B; November: 3; December: 3
2019-12-17 | July: 5; August: 7912; September: 0; October: B; November: 3; December: 3
2019-12-17 | July: 6; August: 8951.5; September: 0; October: B; November: 2; December: 2
2019-12-17 | July: 7; August: 11568.25; September: 0; October: B; November: 1; December: 1
2019-12-17 | July: 8; August: 13049; September: 0; October: B; November: 1; December: 1
2019-12-17 | July: 9; August: 13638.75; September: 0; October: B; November: 2; December: 1
2019-12-17 | July: 10; August: 13742.75; September: 0; October: B; November: 2; December: 2
2019-12-17 | July: 11; August: 13766.25; September: 0; October: B; November: 2; December: 2
2019-12-17 | July: 12; August: 14091.25; September: 0; October: B; November: 2; December: 2
2019-12-17 | July: 13; August: 13497.75; September: 0; October: B; November: 2; December: 2
2019-12-17 | July: 14; August: 13600.5; September: 0; October: B; November: 2; December: 2
2019-12-17 | July: 15; August: 13325.75; September: 0; October: B; November: 2; December: 2
2019-12-17 | July: 16; August: 12766; September: 0; October: B; November: 2; December: 2
2019-12-17 | July: 17; August: 11750.75; September: 0; October: B; November: 2; December: 2
2019-12-17 | July: 18; August: 11442.5; September: 0; October: B; November: 1; December: 1
2019-12-17 | July: 19; August: 11351; September: 0; October: B; November: 1; December: 1
2019-12-17 | July: 20; August: 10875.75; September: 0; October: B; November: 1; December: 2
2019-12-17 | July: 21; August: 10065.75; September: 0; October: B; November: 2; December: 2
2019-12-17 | July: 22; August: 9048.5; September: 0; October: B; November: 3; December: 3
2019-12-17 | July: 23; August: 8236; September: 0; October: B; November: 3; December: 3
2019-12-18 | July: 0; August: 7876.5; September: 0; October: B; November: 3; December: 3
2019-12-18 | July: 1; August: 7470; September: 0; October: B; November: 3; December: 3
2019-12-18 | July: 2; August: 7301; September: 0; October: B; November: 3; December: 3
2019-12-18 | July: 3; August: 7450; September: 0; October: B; November: 3; December: 3
2019-12-18 | July: 4; August: 7776.75; September: 0; October: B; November: 3; December: 3
2019-12-18 | July: 5; August: 8311.25; September: 0; October: B; November: 3; December: 3
2019-12-18 | July: 6; August: 9166.75; September: 0; October: B; November: 2; December: 2
2019-12-18 | July: 7; August: 11027; September: 0; October: B; November: 1; December: 1
2019-12-18 | July: 8; August: 12333.5; September: 0; October: B; November: 1; December: 1
2019-12-18 | July: 9; August: 13006.25; September: 0; October: B; November: 2; December: 1
2019-12-18 | July: 10; August: 13083.75; September: 0; October: B; November: 2; December: 2
2019-12-18 | July: 11; August: 13269.75; September: 0; October: B; November: 2; December: 2
2019-12-18 | July: 12; August: 13015.75; September: 0; October: B; November: 2; December: 2
2019-12-18 | July: 13; August: 12750; September: 0; October: B; November: 2; December: 2
2019-12-18 | July: 14; August: 12874.25; September: 0; October: B; November: 2; December: 2
2019-12-18 | July: 15; August: 12901.25; September: 0; October: B; November: 2; December: 2
2019-12-18 | July: 16; August: 12728.25; September: 0; October: B; November: 2; December: 2
2019-12-18 | July: 17; August: 12109.25; September: 0; October: B; November: 2; December: 2
2019-12-18 | July: 18; August: 11642.75; September: 0; October: B; November: 1; December: 1
2019-12-18 | July: 19; August: 11011.25; September: 0; October: B; November: 1; December: 1
2019-12-18 | July: 20; August: 10842; September: 0; October: B; November: 1; December: 2
2019-12-18 | July: 21; August: 10105; September: 0; October: B; November: 2; December: 2
2019-12-18 | July: 22; August: 9045; September: 0; October: B; November: 3; December: 3
2019-12-18 | July: 23; August: 8214.75; September: 0; October: B; November: 3; December: 3
2019-12-19 | July: 0; August: 7803.5; September: 0; October: B; November: 3; December: 3
2019-12-19 | July: 1; August: 7530.75; September: 0; October: B; November: 3; December: 3
2019-12-19 | July: 2; August: 7393.5; September: 0; October: B; November: 3; December: 3
2019-12-19 | July: 3; August: 7466.75; September: 0; October: B; November: 3; December: 3
2019-12-19 | July: 4; August: 7896.75; September: 0; October: B; November: 3; December: 3
2019-12-19 | July: 5; August: 8347.25; September: 0; October: B; November: 3; December: 3
2019-12-19 | July: 6; August: 9316.5; September: 0; October: B; November: 2; December: 2
2019-12-19 | July: 7; August: 11160.5; September: 0; October: B; November: 1; December: 1
2019-12-19 | July: 8; August: 12514.5; September: 0; October: B; November: 1; December: 1
2019-12-19 | July: 9; August: 13201.25; September: 0; October: B; November: 2; December: 1
2019-12-19 | July: 10; August: 13179.25; September: 0; October: B; November: 2; December: 2
2019-12-19 | July: 11; August: 13277.75; September: 0; October: B; November: 2; December: 2
2019-12-19 | July: 12; August: 13087.75; September: 0; October: B; November: 2; December: 2
2019-12-19 | July: 13; August: 12795; September: 0; October: B; November: 2; December: 2
2019-12-19 | July: 14; August: 14205; September: 0; October: B; November: 2; December: 2
2019-12-19 | July: 15; August: 14489.5; September: 0; October: B; November: 2; December: 2
2019-12-19 | July: 16; August: 14537.75; September: 0; October: B; November: 2; December: 2
2019-12-19 | July: 17; August: 14047; September: 0; October: B; November: 2; December: 2
2019-12-19 | July: 18; August: 13595.25; September: 0; October: B; November: 1; December: 1
2019-12-19 | July: 19; August: 12963.25; September: 0; October: B; November: 1; December: 1
2019-12-19 | July: 20; August: 12575.75; September: 0; October: B; November: 1; December: 2
2019-12-19 | July: 21; August: 11793.5; September: 0; October: B; November: 2; December: 2
2019-12-19 | July: 22; August: 10513.75; September: 0; October: B; November: 3; December: 3
2019-12-19 | July: 23; August: 9436.25; September: 0; October: B; November: 3; December: 3
2019-12-20 | July: 0; August: 8838.75; September: 0; October: B; November: 3; December: 3
2019-12-20 | July: 1; August: 8445; September: 0; October: B; November: 3; December: 3
2019-12-20 | July: 2; August: 8367.5; September: 0; October: B; November: 3; December: 3
2019-12-20 | July: 3; August: 8635.25; September: 0; October: B; November: 3; December: 3
2019-12-20 | July: 4; August: 9183.75; September: 0; October: B; November: 3; December: 3
2019-12-20 | July: 5; August: 9728.75; September: 0; October: B; November: 3; December: 3
2019-12-20 | July: 6; August: 10800.75; September: 0; October: B; November: 2; December: 2
2019-12-20 | July: 7; August: 12823.5; September: 0; October: B; November: 1; December: 1
2019-12-20 | July: 8; August: 14150.75; September: 0; October: B; November: 1; December: 1
2019-12-20 | July: 9; August: 14866.25; September: 0; October: B; November: 2; December: 1
2019-12-20 | July: 10; August: 14876.75; September: 0; October: B; November: 2; December: 2
2019-12-20 | July: 11; August: 14677.75; September: 0; October: B; November: 2; December: 2
2019-12-20 | July: 12; August: 14373.5; September: 0; October: B; November: 2; December: 2
2019-12-20 | July: 13; August: 14163; September: 0; October: B; November: 2; December: 2
2019-12-20 | July: 14; August: 14088; September: 0; October: B; November: 2; December: 2
2019-12-20 | July: 15; August: 14010.5; September: 0; October: B; November: 2; December: 2
2019-12-20 | July: 16; August: 13659.25; September: 0; October: B; November: 2; December: 2
2019-12-20 | July: 17; August: 13214.5; September: 0; October: B; November: 2; December: 2
2019-12-20 | July: 18; August: 12856.5; September: 0; October: B; November: 1; December: 1
2019-12-20 | July: 19; August: 12584.75; September: 0; October: B; November: 1; December: 1
2019-12-20 | July: 20; August: 12437.5; September: 0; October: B; November: 1; December: 2
2019-12-20 | July: 21; August: 11702.25; September: 0; October: B; November: 2; December: 2
2019-12-20 | July: 22; August: 10809; September: 0; October: B; November: 3; December: 3
2019-12-20 | July: 23; August: 9876; September: 0; October: B; November: 3; December: 3
2019-12-21 | July: 0; August: 9253.5; September: 0; October: B; November: 3; December: 3
2019-12-21 | July: 1; August: 8855.75; September: 0; October: B; November: 3; December: 3
2019-12-21 | July: 2; August: 8702.75; September: 0; October: B; November: 3; December: 3
2019-12-21 | July: 3; August: 8717.25; September: 0; October: B; November: 3; December: 3
2019-12-21 | July: 4; August: 8948.5; September: 0; October: B; November: 3; December: 3
2019-12-21 | July: 5; August: 8910; September: 0; October: B; November: 3; December: 3
2019-12-21 | July: 6; August: 9396.25; September: 0; October: B; November: 3; December: 3
2019-12-21 | July: 7; August: 10638.5; September: 0; October: B; November: 2; December: 2
2019-12-21 | July: 8; August: 12143.5; September: 0; October: B; November: 2; December: 2
2019-12-21 | July: 9; August: 12600.5; September: 0; October: B; November: 2; December: 2
2019-12-21 | July: 10; August: 12860.75; September: 0; October: B; November: 2; December: 2
2019-12-21 | July: 11; August: 12845; September: 0; October: B; November: 2; December: 2
2019-12-21 | July: 12; August: 12651.25; September: 0; October: B; November: 3; December: 3
2019-12-21 | July: 13; August: 12238.25; September: 0; October: B; November: 3; December: 3
2019-12-21 | July: 14; August: 11792.25; September: 0; October: B; November: 3; December: 3
2019-12-21 | July: 15; August: 11806; September: 0; October: B; November: 3; December: 3
2019-12-21 | July: 16; August: 11784; September: 0; October: B; November: 3; December: 3
2019-12-21 | July: 17; August: 11996.5; September: 0; October: B; November: 3; December: 3
2019-12-21 | July: 18; August: 11892.5; September: 0; October: B; November: 2; December: 2
2019-12-21 | July: 19; August: 11303.5; September: 0; October: B; November: 2; December: 2
2019-12-21 | July: 20; August: 11711; September: 0; October: B; November: 3; December: 3
2019-12-21 | July: 21; August: 11244; September: 0; October: B; November: 3; December: 3
2019-12-21 | July: 22; August: 10404; September: 0; October: B; November: 3; December: 3
2019-12-21 | July: 23; August: 9323; September: 0; October: B; November: 3; December: 3
2019-12-22 | July: 0; August: 8609.5; September: 0; October: B; November: 3; December: 3
2019-12-22 | July: 1; August: 8279.75; September: 0; October: B; November: 3; December: 3
2019-12-22 | July: 2; August: 8085.75; September: 0; October: B; November: 3; December: 3
2019-12-22 | July: 3; August: 8114.25; September: 0; October: B; November: 3; December: 3
2019-12-22 | July: 4; August: 8303.25; September: 0; October: B; November: 3; December: 3
2019-12-22 | July: 5; August: 8266; September: 0; October: B; November: 3; December: 3
2019-12-22 | July: 6; August: 8678.25; September: 0; October: B; November: 3; December: 3
2019-12-22 | July: 7; August: 9886.5; September: 0; October: B; November: 3; December: 3
2019-12-22 | July: 8; August: 11063; September: 0; October: B; November: 3; December: 3
2019-12-22 | July: 9; August: 11720.5; September: 0; October: B; November: 3; December: 3
2019-12-22 | July: 10; August: 12031.75; September: 0; October: B; November: 3; December: 3
2019-12-22 | July: 11; August: 12171.5; September: 0; October: B; November: 3; December: 3
2019-12-22 | July: 12; August: 12345; September: 0; October: B; November: 3; December: 3
2019-12-22 | July: 13; August: 11918.75; September: 0; October: B; November: 3; December: 3
2019-12-22 | July: 14; August: 11633.5; September: 0; October: B; November: 3; December: 3
2019-12-22 | July: 15; August: 11741.25; September: 0; October: B; November: 3; December: 3
2019-12-22 | July: 16; August: 11798.75; September: 0; October: B; November: 3; December: 3
2019-12-22 | July: 17; August: 11627.75; September: 0; October: B; November: 3; December: 3
2019-12-22 | July: 18; August: 11532.75; September: 0; October: B; November: 2; December: 3
2019-12-22 | July: 19; August: 11326.75; September: 0; October: B; November: 2; December: 3
2019-12-22 | July: 20; August: 11542; September: 0; October: B; November: 3; December: 3
2019-12-22 | July: 21; August: 10984; September: 0; October: B; November: 3; December: 3
2019-12-22 | July: 22; August: 10065.75; September: 0; October: B; November: 3; December: 3
2019-12-22 | July: 23; August: 9060.75; September: 0; October: B; November: 3; December: 3
2019-12-23 | July: 0; August: 8446; September: 0; October: B; November: 3; December: 3
2019-12-23 | July: 1; August: 8224; September: 0; October: B; November: 3; December: 3
2019-12-23 | July: 2; August: 8141.5; September: 0; October: B; November: 3; December: 3
2019-12-23 | July: 3; August: 8285.25; September: 0; October: B; November: 3; December: 3
2019-12-23 | July: 4; August: 8608; September: 0; October: B; November: 3; December: 3
2019-12-23 | July: 5; August: 9084.5; September: 0; October: B; November: 3; December: 3
2019-12-23 | July: 6; August: 10173; September: 0; October: B; November: 2; December: 2
2019-12-23 | July: 7; August: 11665.5; September: 0; October: B; November: 1; December: 1
2019-12-23 | July: 8; August: 13157.5; September: 0; October: B; November: 1; December: 1
2019-12-23 | July: 9; August: 13896.5; September: 0; October: B; November: 2; December: 1
2019-12-23 | July: 10; August: 13907.25; September: 0; October: B; November: 2; December: 2
2019-12-23 | July: 11; August: 14067.75; September: 0; October: B; November: 2; December: 2
2019-12-23 | July: 12; August: 14047.5; September: 0; October: B; November: 2; December: 2
2019-12-23 | July: 13; August: 14056.5; September: 0; October: B; November: 2; December: 2
2019-12-23 | July: 14; August: 13933.5; September: 0; October: B; November: 2; December: 2
2019-12-23 | July: 15; August: 14003.5; September: 0; October: B; November: 2; December: 2
2019-12-23 | July: 16; August: 13803.75; September: 0; October: B; November: 2; December: 2
2019-12-23 | July: 17; August: 13333; September: 0; October: B; November: 2; December: 2
2019-12-23 | July: 18; August: 12937.5; September: 0; October: B; November: 1; December: 1
2019-12-23 | July: 19; August: 12558; September: 0; October: B; November: 1; December: 1
2019-12-23 | July: 20; August: 12744.75; September: 0; October: B; November: 1; December: 2
2019-12-23 | July: 21; August: 11857.25; September: 0; October: B; November: 2; December: 2
2019-12-23 | July: 22; August: 10753.75; September: 0; October: B; November: 3; December: 3
2019-12-23 | July: 23; August: 9609; September: 0; October: B; November: 3; December: 3
2019-12-24 | July: 0; August: 9001.25; September: 0; October: B; November: 3; December: 3
2019-12-24 | July: 1; August: 8577.25; September: 0; October: B; November: 3; December: 3
2019-12-24 | July: 2; August: 8475; September: 0; October: B; November: 3; December: 3
2019-12-24 | July: 3; August: 8596; September: 0; October: B; November: 3; December: 3
2019-12-24 | July: 4; August: 8789.5; September: 0; October: B; November: 3; December: 3
2019-12-24 | July: 5; August: 9068; September: 0; October: B; November: 3; December: 3
2019-12-24 | July: 6; August: 9969.25; September: 0; October: B; November: 2; December: 2
2019-12-24 | July: 7; August: 11572.5; September: 0; October: B; November: 1; December: 1
2019-12-24 | July: 8; August: 13153.75; September: 0; October: B; November: 1; December: 1
2019-12-24 | July: 9; August: 13594.75; September: 0; October: B; November: 2; December: 1
2019-12-24 | July: 10; August: 13963.75; September: 0; October: B; November: 2; December: 2
2019-12-24 | July: 11; August: 13884; September: 0; October: B; November: 2; December: 2
2019-12-24 | July: 12; August: 13593; September: 0; October: B; November: 2; December: 2
2019-12-24 | July: 13; August: 13586.5; September: 0; October: B; November: 2; December: 2
2019-12-24 | July: 14; August: 13462.75; September: 0; October: B; November: 2; December: 2
2019-12-24 | July: 15; August: 13217; September: 0; October: B; November: 2; December: 2
2019-12-24 | July: 16; August: 13232.5; September: 0; October: B; November: 2; December: 2
2019-12-24 | July: 17; August: 12840.5; September: 0; October: B; November: 2; December: 2
2019-12-24 | July: 18; August: 12026.75; September: 0; October: B; November: 1; December: 1
2019-12-24 | July: 19; August: 11275; September: 0; October: B; November: 1; December: 1
2019-12-24 | July: 20; August: 11264; September: 0; October: B; November: 1; December: 2
2019-12-24 | July: 21; August: 10755; September: 0; October: B; November: 2; December: 2
2019-12-24 | July: 22; August: 10067.5; September: 0; October: B; November: 3; December: 3
2019-12-24 | July: 23; August: 9242.5; September: 0; October: B; November: 3; December: 3
2019-12-25 | July: 0; August: 8661.5; September: 1; October: B; November: 3; December: 3
2019-12-25 | July: 1; August: 8236.5; September: 1; October: B; November: 3; December: 3
2019-12-25 | July: 2; August: 7952.75; September: 1; October: B; November: 3; December: 3
2019-12-25 | July: 3; August: 8022.25; September: 1; October: B; November: 3; December: 3
2019-12-25 | July: 4; August: 8166.25; September: 1; October: B; November: 3; December: 3
2019-12-25 | July: 5; August: 8131; September: 1; October: B; November: 3; December: 3
2019-12-25 | July: 6; August: 8789.75; September: 1; October: B; November: 3; December: 3
2019-12-25 | July: 7; August: 9949.25; September: 1; October: B; November: 3; December: 3
2019-12-25 | July: 8; August: 11006; September: 1; October: B; November: 3; December: 3
2019-12-25 | July: 9; August: 11718.25; September: 1; October: B; November: 3; December: 3
2019-12-25 | July: 10; August: 11886.25; September: 1; October: B; November: 3; December: 3
2019-12-25 | July: 11; August: 11775.5; September: 1; October: B; November: 3; December: 3
2019-12-25 | July: 12; August: 11078.75; September: 1; October: B; November: 3; December: 3
2019-12-25 | July: 13; August: 10290; September: 1; October: B; November: 3; December: 3
2019-12-25 | July: 14; August: 9508; September: 1; October: B; November: 3; December: 3
2019-12-25 | July: 15; August: 9421.75; September: 1; October: B; November: 3; December: 3
2019-12-25 | July: 16; August: 9208; September: 1; October: B; November: 3; December: 3
2019-12-25 | July: 17; August: 9278; September: 1; October: B; November: 3; December: 3
2019-12-25 | July: 18; August: 9142.5; September: 1; October: B; November: 2; December: 3
2019-12-25 | July: 19; August: 9188; September: 1; October: B; November: 2; December: 3
2019-12-25 | July: 20; August: 9801; September: 1; October: B; November: 3; December: 3
2019-12-25 | July: 21; August: 9595.5; September: 1; October: B; November: 3; December: 3
2019-12-25 | July: 22; August: 8981; September: 1; October: B; November: 3; December: 3
2019-12-25 | July: 23; August: 8336.75; September: 1; October: B; November: 3; December: 3
2019-12-26 | July: 0; August: 7989.5; September: 1; October: B; November: 3; December: 3
2019-12-26 | July: 1; August: 7771; September: 1; October: B; November: 3; December: 3
2019-12-26 | July: 2; August: 7706; September: 1; October: B; November: 3; December: 3
2019-12-26 | July: 3; August: 7808; September: 1; October: B; November: 3; December: 3
2019-12-26 | July: 4; August: 7930; September: 1; October: B; November: 3; December: 3
2019-12-26 | July: 5; August: 7915.5; September: 1; October: B; November: 3; December: 3
2019-12-26 | July: 6; August: 8090.5; September: 1; October: B; November: 3; December: 3
2019-12-26 | July: 7; August: 8792.75; September: 1; October: B; November: 3; December: 3
2019-12-26 | July: 8; August: 9978.5; September: 1; October: B; November: 3; December: 3
2019-12-26 | July: 9; August: 10822.5; September: 1; October: B; November: 3; December: 3
2019-12-26 | July: 10; August: 11469.75; September: 1; October: B; November: 3; December: 3
2019-12-26 | July: 11; August: 11350; September: 1; October: B; November: 3; December: 3
2019-12-26 | July: 12; August: 11032.5; September: 1; October: B; November: 3; December: 3
2019-12-26 | July: 13; August: 10967.5; September: 1; October: B; November: 3; December: 3
2019-12-26 | July: 14; August: 10582; September: 1; October: B; November: 3; December: 3
2019-12-26 | July: 15; August: 10341; September: 1; October: B; November: 3; December: 3
2019-12-26 | July: 16; August: 10507.75; September: 1; October: B; November: 3; December: 3
2019-12-26 | July: 17; August: 10419; September: 1; October: B; November: 3; December: 3
2019-12-26 | July: 18; August: 10233; September: 1; October: B; November: 2; December: 3
2019-12-26 | July: 19; August: 10315.5; September: 1; October: B; November: 2; December: 3
2019-12-26 | July: 20; August: 10785; September: 1; October: B; November: 3; December: 3
2019-12-26 | July: 21; August: 10323.5; September: 1; October: B; November: 3; December: 3
2019-12-26 | July: 22; August: 9387.5; September: 1; October: B; November: 3; December: 3
2019-12-26 | July: 23; August: 8610; September: 1; October: B; November: 3; December: 3
2019-12-27 | July: 0; August: 7995.5; September: 0; October: B; November: 3; December: 3
2019-12-27 | July: 1; August: 7678.25; September: 0; October: B; November: 3; December: 3
2019-12-27 | July: 2; August: 7567; September: 0; October: B; November: 3; December: 3
2019-12-27 | July: 3; August: 7805.5; September: 0; October: B; November: 3; December: 3
2019-12-27 | July: 4; August: 8241.25; September: 0; October: B; November: 3; December: 3
2019-12-27 | July: 5; August: 8416.75; September: 0; October: B; November: 3; December: 3
2019-12-27 | July: 6; August: 8959; September: 0; October: B; November: 2; December: 2
2019-12-27 | July: 7; August: 10213.75; September: 0; October: B; November: 1; December: 1
2019-12-27 | July: 8; August: 11662; September: 0; October: B; November: 1; December: 1
2019-12-27 | July: 9; August: 12773.5; September: 0; October: B; November: 2; December: 1
2019-12-27 | July: 10; August: 12906.25; September: 0; October: B; November: 2; December: 2
2019-12-27 | July: 11; August: 12646.5; September: 0; October: B; November: 2; December: 2
2019-12-27 | July: 12; August: 12484; September: 0; October: B; November: 2; December: 2
2019-12-27 | July: 13; August: 12218; September: 0; October: B; November: 2; December: 2
2019-12-27 | July: 14; August: 12134.5; September: 0; October: B; November: 2; December: 2
2019-12-27 | July: 15; August: 12235.5; September: 0; October: B; November: 2; December: 2
2019-12-27 | July: 16; August: 12313; September: 0; October: B; November: 2; December: 2
2019-12-27 | July: 17; August: 12034.25; September: 0; October: B; November: 2; December: 2
2019-12-27 | July: 18; August: 11867; September: 0; October: B; November: 1; December: 1
2019-12-27 | July: 19; August: 11548.25; September: 0; October: B; November: 1; December: 1
2019-12-27 | July: 20; August: 11422.25; September: 0; October: B; November: 1; December: 2
2019-12-27 | July: 21; August: 11031.5; September: 0; October: B; November: 2; December: 2
2019-12-27 | July: 22; August: 9880; September: 0; October: B; November: 3; December: 3
2019-12-27 | July: 23; August: 9003; September: 0; October: B; November: 3; December: 3
2019-12-28 | July: 0; August: 8484.25; September: 0; October: B; November: 3; December: 3
2019-12-28 | July: 1; August: 8130; September: 0; October: B; November: 3; December: 3
2019-12-28 | July: 2; August: 7964.75; September: 0; October: B; November: 3; December: 3
2019-12-28 | July: 3; August: 8112.25; September: 0; October: B; November: 3; December: 3
2019-12-28 | July: 4; August: 8298.5; September: 0; October: B; November: 3; December: 3
2019-12-28 | July: 5; August: 8303.5; September: 0; October: B; November: 3; December: 3
2019-12-28 | July: 6; August: 8712.5; September: 0; October: B; November: 3; December: 3
2019-12-28 | July: 7; August: 9768.75; September: 0; October: B; November: 2; December: 2
2019-12-28 | July: 8; August: 11288; September: 0; October: B; November: 2; December: 2
2019-12-28 | July: 9; August: 12119.5; September: 0; October: B; November: 2; December: 2
2019-12-28 | July: 10; August: 12466; September: 0; October: B; November: 2; December: 2
2019-12-28 | July: 11; August: 12460.5; September: 0; October: B; November: 2; December: 2
2019-12-28 | July: 12; August: 12495.5; September: 0; October: B; November: 3; December: 3
2019-12-28 | July: 13; August: 12243.5; September: 0; October: B; November: 3; December: 3
2019-12-28 | July: 14; August: 12133.25; September: 0; October: B; November: 3; December: 3
2019-12-28 | July: 15; August: 12161.5; September: 0; October: B; November: 3; December: 3
2019-12-28 | July: 16; August: 12334; September: 0; October: B; November: 3; December: 3
2019-12-28 | July: 17; August: 12283.5; September: 0; October: B; November: 3; December: 3
2019-12-28 | July: 18; August: 12149.5; September: 0; October: B; November: 2; December: 2
2019-12-28 | July: 19; August: 11537.5; September: 0; October: B; November: 2; December: 2
2019-12-28 | July: 20; August: 11776.5; September: 0; October: B; November: 3; December: 3
2019-12-28 | July: 21; August: 11462.25; September: 0; October: B; November: 3; December: 3
2019-12-28 | July: 22; August: 10582.25; September: 0; October: B; November: 3; December: 3
2019-12-28 | July: 23; August: 9645.5; September: 0; October: B; November: 3; December: 3
2019-12-29 | July: 0; August: 8990; September: 0; October: B; November: 3; December: 3
2019-12-29 | July: 1; August: 8569.75; September: 0; October: B; November: 3; December: 3
2019-12-29 | July: 2; August: 8343.5; September: 0; October: B; November: 3; December: 3
2019-12-29 | July: 3; August: 8436.25; September: 0; October: B; November: 3; December: 3
2019-12-29 | July: 4; August: 8545.25; September: 0; October: B; November: 3; December: 3
2019-12-29 | July: 5; August: 8354; September: 0; October: B; November: 3; December: 3
2019-12-29 | July: 6; August: 8621.5; September: 0; October: B; November: 3; December: 3
2019-12-29 | July: 7; August: 9650.25; September: 0; October: B; November: 3; December: 3
2019-12-29 | July: 8; August: 10823; September: 0; October: B; November: 3; December: 3
2019-12-29 | July: 9; August: 11673.5; September: 0; October: B; November: 3; December: 3
2019-12-29 | July: 10; August: 12024.5; September: 0; October: B; November: 3; December: 3
2019-12-29 | July: 11; August: 12155.75; September: 0; October: B; November: 3; December: 3
2019-12-29 | July: 12; August: 12332; September: 0; October: B; November: 3; December: 3
2019-12-29 | July: 13; August: 12337; September: 0; October: B; November: 3; December: 3
2019-12-29 | July: 14; August: 12089; September: 0; October: B; November: 3; December: 3
2019-12-29 | July: 15; August: 12091.5; September: 0; October: B; November: 3; December: 3
2019-12-29 | July: 16; August: 12152.25; September: 0; October: B; November: 3; December: 3
2019-12-29 | July: 17; August: 11878; September: 0; October: B; November: 3; December: 3
2019-12-29 | July: 18; August: 11707.75; September: 0; October: B; November: 2; December: 3
2019-12-29 | July: 19; August: 11170; September: 0; October: B; November: 2; December: 3
2019-12-29 | July: 20; August: 11586.25; September: 0; October: B; November: 3; December: 3
2019-12-29 | July: 21; August: 11214.25; September: 0; October: B; November: 3; December: 3
2019-12-29 | July: 22; August: 10071.75; September: 0; October: B; November: 3; December: 3
2019-12-29 | July: 23; August: 9281.75; September: 0; October: B; November: 3; December: 3
2019-12-30 | July: 0; August: 8873.5; September: 0; October: B; November: 3; December: 3
2019-12-30 | July: 1; August: 8551.5; September: 0; October: B; November: 3; December: 3
2019-12-30 | July: 2; August: 8380.75; September: 0; October: B; November: 3; December: 3
2019-12-30 | July: 3; August: 8430; September: 0; October: B; November: 3; December: 3
2019-12-30 | July: 4; August: 8680.5; September: 0; October: B; November: 3; December: 3
2019-12-30 | July: 5; August: 8956.5; September: 0; October: B; November: 3; December: 3
2019-12-30 | July: 6; August: 9834.25; September: 0; October: B; November: 2; December: 2
2019-12-30 | July: 7; August: 11332.5; September: 0; October: B; November: 1; December: 1
2019-12-30 | July: 8; August: 12637.75; September: 0; October: B; November: 1; December: 1
2019-12-30 | July: 9; August: 13535; September: 0; October: B; November: 2; December: 1
2019-12-30 | July: 10; August: 13750.5; September: 0; October: B; November: 2; December: 2
2019-12-30 | July: 11; August: 13631.5; September: 0; October: B; November: 2; December: 2
2019-12-30 | July: 12; August: 13635.25; September: 0; October: B; November: 2; December: 2
2019-12-30 | July: 13; August: 13448.5; September: 0; October: B; November: 2; December: 2
2019-12-30 | July: 14; August: 13399.25; September: 0; October: B; November: 2; December: 2
2019-12-30 | July: 15; August: 13384.25; September: 0; October: B; November: 2; December: 2
2019-12-30 | July: 16; August: 13405; September: 0; October: B; November: 2; December: 2
2019-12-30 | July: 17; August: 13060; September: 0; October: B; November: 2; December: 2
2019-12-30 | July: 18; August: 12539.25; September: 0; October: B; November: 1; December: 1
2019-12-30 | July: 19; August: 12141; September: 0; October: B; November: 1; December: 1
2019-12-30 | July: 20; August: 12086.5; September: 0; October: B; November: 1; December: 2
2019-12-30 | July: 21; August: 11443; September: 0; October: B; November: 2; December: 2
2019-12-30 | July: 22; August: 10395; September: 0; October: B; November: 3; December: 3
2019-12-30 | July: 23; August: 9487.75; September: 0; October: B; November: 3; December: 3
2019-12-31 | July: 0; August: 8885.5; September: 0; October: B; November: 3; December: 3
2019-12-31 | July: 1; August: 8562.25; September: 0; October: B; November: 3; December: 3
2019-12-31 | July: 2; August: 8425.75; September: 0; October: B; November: 3; December: 3
2019-12-31 | July: 3; August: 8487.25; September: 0; October: B; November: 3; December: 3
2019-12-31 | July: 4; August: 8753.5; September: 0; October: B; November: 3; December: 3
2019-12-31 | July: 5; August: 8928.75; September: 0; October: B; November: 3; December: 3
2019-12-31 | July: 6; August: 9663; September: 0; October: B; November: 2; December: 2
2019-12-31 | July: 7; August: 11137.75; September: 0; October: B; November: 1; December: 1
2019-12-31 | July: 8; August: 12501.5; September: 0; October: B; November: 1; December: 1
2019-12-31 | July: 9; August: 13345; September: 0; October: B; November: 2; December: 1
2019-12-31 | July: 10; August: 13663.5; September: 0; October: B; November: 2; December: 2
2019-12-31 | July: 11; August: 13857; September: 0; October: B; November: 2; December: 2
2019-12-31 | July: 12; August: 13909.25; September: 0; October: B; November: 2; December: 2
2019-12-31 | July: 13; August: 13544.5; September: 0; October: B; November: 2; December: 2
2019-12-31 | July: 14; August: 13017.75; September: 0; October: B; November: 2; December: 2
2019-12-31 | July: 15; August: 12798.25; September: 0; October: B; November: 2; December: 2
2019-12-31 | July: 16; August: 12630.25; September: 0; October: B; November: 2; December: 2
2019-12-31 | July: 17; August: 12088.5; September: 0; October: B; November: 2; December: 2
2019-12-31 | July: 18; August: 11256.25; September: 0; October: B; November: 1; December: 1
2019-12-31 | July: 19; August: 10533.25; September: 0; October: B; November: 1; December: 1
2019-12-31 | July: 20; August: 10787.75; September: 0; October: B; November: 1; December: 2
2019-12-31 | July: 21; August: 10410; September: 0; October: B; November: 2; December: 2
2019-12-31 | July: 22; August: 9584.5; September: 0; October: B; November: 3; December: 3
2019-12-31 | July: 23; August: 9057.75; September: 0; October: B; November: 3; December: 3
2020-01-01 | July: 0; August: 8691; September: 0; October: B; November: 3; December: 3
2020-01-01 | July: 1; August: 8547.25; September: 0; October: B; November: 3; December: 3
2020-01-01 | July: 2; August: 8236.75; September: 1; October: B; November: 3; December: 3
2020-01-01 | July: 3; August: 8271.25; September: 1; October: B; November: 3; December: 3
2020-01-01 | July: 4; August: 8294.5; September: 1; October: B; November: 3; December: 3
2020-01-01 | July: 5; August: 8059.75; September: 1; October: B; November: 3; December: 3
2020-01-01 | July: 6; August: 8129.25; September: 1; October: B; November: 3; December: 3
2020-01-01 | July: 7; August: 8661.25; September: 1; October: B; November: 3; December: 3
2020-01-01 | July: 8; August: 9532.75; September: 1; October: B; November: 3; December: 3
2020-01-01 | July: 9; August: 10469.75; September: 1; October: B; November: 3; December: 3
2020-01-01 | July: 10; August: 10966; September: 1; October: B; November: 3; December: 3
2020-01-01 | July: 11; August: 11171; September: 1; October: B; November: 3; December: 3
2020-01-01 | July: 12; August: 11141.75; September: 1; October: B; November: 3; December: 3
2020-01-01 | July: 13; August: 10995; September: 1; October: B; November: 3; December: 3
2020-01-01 | July: 14; August: 10608.25; September: 1; October: B; November: 3; December: 3
2020-01-01 | July: 15; August: 10731; September: 1; October: B; November: 3; December: 3
2020-01-01 | July: 16; August: 10823.75; September: 1; October: B; November: 3; December: 3
2020-01-01 | July: 17; August: 10883.25; September: 1; October: B; November: 3; December: 3
2020-01-01 | July: 18; August: 10907.25; September: 1; October: B; November: 2; December: 3
2020-01-01 | July: 19; August: 10816; September: 1; October: B; November: 2; December: 3
2020-01-01 | July: 20; August: 11239.5; September: 1; October: B; November: 3; December: 3
2020-01-01 | July: 21; August: 10925; September: 1; October: B; November: 3; December: 3
2020-01-01 | July: 22; August: 9928.25; September: 1; October: B; November: 3; December: 3
2020-01-01 | July: 23; August: 8983; September: 1; October: B; November: 3; December: 3
2020-01-02 | July: 0; August: 8540; September: 0; October: B; November: 3; December: 3
2020-01-02 | July: 1; August: 8145.5; September: 0; October: B; November: 3; December: 3
2020-01-02 | July: 2; August: 7970; September: 0; October: B; November: 3; December: 3
2020-01-02 | July: 3; August: 8118.25; September: 0; October: B; November: 3; December: 3
2020-01-02 | July: 4; August: 8370.25; September: 0; October: B; November: 3; December: 3
2020-01-02 | July: 5; August: 8660; September: 0; October: B; November: 3; December: 3
2020-01-02 | July: 6; August: 9320.75; September: 0; October: B; November: 2; December: 2
2020-01-02 | July: 7; August: 10868.25; September: 0; October: B; November: 1; December: 1
2020-01-02 | July: 8; August: 12503.5; September: 0; October: B; November: 1; December: 1
2020-01-02 | July: 9; August: 13490.5; September: 0; October: B; November: 2; December: 1
2020-01-02 | July: 10; August: 13631.25; September: 0; October: B; November: 2; December: 2
2020-01-02 | July: 11; August: 13414; September: 0; October: B; November: 2; December: 2
2020-01-02 | July: 12; August: 13551.25; September: 0; October: B; November: 2; December: 2
2020-01-02 | July: 13; August: 13706.5; September: 0; October: B; November: 2; December: 2
2020-01-02 | July: 14; August: 13638; September: 0; October: B; November: 2; December: 2
2020-01-02 | July: 15; August: 13648.5; September: 0; October: B; November: 2; December: 2
2020-01-02 | July: 16; August: 13696.5; September: 0; October: B; November: 2; December: 2
2020-01-02 | July: 17; August: 13332; September: 0; October: B; November: 2; December: 2
2020-01-02 | July: 18; August: 12768; September: 0; October: B; November: 1; December: 1
2020-01-02 | July: 19; August: 12255; September: 0; October: B; November: 1; December: 1
2020-01-02 | July: 20; August: 11991.25; September: 0; October: B; November: 1; December: 2
2020-01-02 | July: 21; August: 11497.25; September: 0; October: B; November: 2; December: 2
2020-01-02 | July: 22; August: 10351.75; September: 0; October: B; November: 3; December: 3
2020-01-02 | July: 23; August: 9382; September: 0; October: B; November: 3; December: 3
2020-01-03 | July: 0; August: 8878; September: 0; October: B; November: 3; December: 3
2020-01-03 | July: 1; August: 8665.75; September: 0; October: B; November: 3; December: 3
2020-01-03 | July: 2; August: 8592.25; September: 0; October: B; November: 3; December: 3
2020-01-03 | July: 3; August: 8745; September: 0; October: B; November: 3; December: 3
2020-01-03 | July: 4; August: 9168.5; September: 0; October: B; November: 3; December: 3
2020-01-03 | July: 5; August: 9334.25; September: 0; October: B; November: 3; December: 3
2020-01-03 | July: 6; August: 10014.5; September: 0; October: B; November: 2; December: 2
2020-01-03 | July: 7; August: 11387.75; September: 0; October: B; November: 1; December: 1
2020-01-03 | July: 8; August: 12784.5; September: 0; October: B; November: 1; December: 1
2020-01-03 | July: 9; August: 13825.25; September: 0; October: B; November: 2; December: 1
2020-01-03 | July: 10; August: 13827.25; September: 0; October: B; November: 2; December: 2
2020-01-03 | July: 11; August: 13929.5; September: 0; October: B; November: 2; December: 2
2020-01-03 | July: 12; August: 13942.5; September: 0; October: B; November: 2; December: 2
2020-01-03 | July: 13; August: 13851.25; September: 0; October: B; November: 2; December: 2
2020-01-03 | July: 14; August: 13680.25; September: 0; October: B; November: 2; December: 2
2020-01-03 | July: 15; August: 13506.25; September: 0; October: B; November: 2; December: 2
2020-01-03 | July: 16; August: 13176.5; September: 0; October: B; November: 2; December: 2
2020-01-03 | July: 17; August: 12890.75; September: 0; October: B; November: 2; December: 2
2020-01-03 | July: 18; August: 12583.75; September: 0; October: B; November: 1; December: 1
2020-01-03 | July: 19; August: 12053.25; September: 0; October: B; November: 1; December: 1
2020-01-03 | July: 20; August: 11958.75; September: 0; October: B; November: 1; December: 2
2020-01-03 | July: 21; August: 11424.25; September: 0; October: B; November: 2; December: 2
2020-01-03 | July: 22; August: 10461; September: 0; October: B; November: 3; December: 3
2020-01-03 | July: 23; August: 9569.25; September: 0; October: B; November: 3; December: 3
2020-01-04 | July: 0; August: 8941; September: 0; October: B; November: 3; December: 3
2020-01-04 | July: 1; August: 8628.5; September: 0; October: B; November: 3; December: 3
2020-01-04 | July: 2; August: 8331.5; September: 0; October: B; November: 3; December: 3
2020-01-04 | July: 3; August: 8447; September: 0; October: B; November: 3; December: 3
2020-01-04 | July: 4; August: 8507; September: 0; October: B; November: 3; December: 3
2020-01-04 | July: 5; August: 8541.5; September: 0; October: B; November: 3; December: 3
2020-01-04 | July: 6; August: 8886.75; September: 0; October: B; November: 3; December: 3
2020-01-04 | July: 7; August: 10165.75; September: 0; October: B; November: 2; December: 2
2020-01-04 | July: 8; August: 11674.5; September: 0; October: B; November: 2; December: 2
2020-01-04 | July: 9; August: 12560.25; September: 0; October: B; November: 2; December: 2
2020-01-04 | July: 10; August: 12895.25; September: 0; October: B; November: 2; December: 2
2020-01-04 | July: 11; August: 12910.25; September: 0; October: B; November: 2; December: 2
2020-01-04 | July: 12; August: 12925.25; September: 0; October: B; November: 3; December: 3
2020-01-04 | July: 13; August: 12878.75; September: 0; October: B; November: 3; December: 3
2020-01-04 | July: 14; August: 12654.75; September: 0; October: B; November: 3; December: 3
2020-01-04 | July: 15; August: 12516.25; September: 0; October: B; November: 3; December: 3
2020-01-04 | July: 16; August: 12381.25; September: 0; October: B; November: 3; December: 3
2020-01-04 | July: 17; August: 12364.75; September: 0; October: B; November: 3; December: 3
2020-01-04 | July: 18; August: 12215.25; September: 0; October: B; November: 2; December: 2
2020-01-04 | July: 19; August: 11432.75; September: 0; October: B; November: 2; December: 2
2020-01-04 | July: 20; August: 11686.75; September: 0; October: B; November: 3; December: 3
2020-01-04 | July: 21; August: 11335.25; September: 0; October: B; November: 3; December: 3
2020-01-04 | July: 22; August: 10329.5; September: 0; October: B; November: 3; December: 3
2020-01-04 | July: 23; August: 9301.25; September: 0; October: B; November: 3; December: 3
2020-01-05 | July: 0; August: 67.5; September: 0; October: B; November: 3; December: 3
2020-01-05 | July: 1; August: 50.5; September: 0; October: B; November: 3; December: 3
2020-01-05 | July: 2; August: 9710.75; September: 0; October: B; November: 3; December: 3
2020-01-05 | July: 3; August: 8655; September: 0; October: B; November: 3; December: 3
2020-01-05 | July: 4; August: 8574; September: 0; October: B; November: 3; December: 3
2020-01-05 | July: 5; August: 8424.25; September: 0; October: B; November: 3; December: 3
2020-01-05 | July: 6; August: 8599; September: 0; October: B; November: 3; December: 3
2020-01-05 | July: 7; August: 9455.25; September: 0; October: B; November: 3; December: 3
2020-01-05 | July: 8; August: 10645; September: 0; October: B; November: 3; December: 3
2020-01-05 | July: 9; August: 11335; September: 0; October: B; November: 3; December: 3
2020-01-05 | July: 10; August: 11642.5; September: 0; October: B; November: 3; December: 3
2020-01-05 | July: 11; August: 11855.25; September: 0; October: B; November: 3; December: 3
2020-01-05 | July: 12; August: 11724.25; September: 0; October: B; November: 3; December: 3
2020-01-05 | July: 13; August: 11593.75; September: 0; October: B; November: 3; December: 3
2020-01-05 | July: 14; August: 11358; September: 0; October: B; November: 3; December: 3
2020-01-05 | July: 15; August: 11120.75; September: 0; October: B; November: 3; December: 3
2020-01-05 | July: 16; August: 204.25; September: 0; October: B; November: 3; December: 3
2020-01-05 | July: 17; August: 51; September: 0; October: B; November: 3; December: 3
2020-01-05 | July: 18; August: 13257.5; September: 0; October: B; November: 2; December: 3
2020-01-05 | July: 19; August: 12012.25; September: 0; October: B; November: 2; December: 3
2020-01-05 | July: 20; August: 11698.75; September: 0; October: B; November: 3; December: 3
2020-01-05 | July: 21; August: 10988.5; September: 0; October: B; November: 3; December: 3
2020-01-05 | July: 22; August: 9866.25; September: 0; October: B; November: 3; December: 3
2020-01-05 | July: 23; August: 8891.25; September: 0; October: B; November: 3; December: 3
2020-01-06 | July: 0; August: 8339.5; September: 0; October: B; November: 3; December: 3
2020-01-06 | July: 1; August: 8043; September: 0; October: B; November: 3; December: 3
2020-01-06 | July: 2; August: 7971.25; September: 0; October: B; November: 3; December: 3
2020-01-06 | July: 3; August: 8009.75; September: 0; October: B; November: 3; December: 3
2020-01-06 | July: 4; August: 8196.5; September: 0; October: B; November: 3; December: 3
2020-01-06 | July: 5; August: 8897.75; September: 0; October: B; November: 3; December: 3
2020-01-06 | July: 6; August: 10021.25; September: 0; October: B; November: 2; December: 2
2020-01-06 | July: 7; August: 11639.5; September: 0; October: B; November: 1; December: 1
2020-01-06 | July: 8; August: 13065.25; September: 0; October: B; November: 1; December: 1
2020-01-06 | July: 9; August: 13903.75; September: 0; October: B; November: 2; December: 1
2020-01-06 | July: 10; August: 13944; September: 0; October: B; November: 2; December: 2
2020-01-06 | July: 11; August: 14137.5; September: 0; October: B; November: 2; December: 2
2020-01-06 | July: 12; August: 14484.75; September: 0; October: B; November: 2; December: 2
2020-01-06 | July: 13; August: 14565.75; September: 0; October: B; November: 2; December: 2
2020-01-06 | July: 14; August: 14359.25; September: 0; October: B; November: 2; December: 2
2020-01-06 | July: 15; August: 14374; September: 0; October: B; November: 2; December: 2
2020-01-06 | July: 16; August: 14325.25; September: 0; October: B; November: 2; December: 2
2020-01-06 | July: 17; August: 13875; September: 0; October: B; November: 2; December: 2
2020-01-06 | July: 18; August: 13549.5; September: 0; October: B; November: 1; December: 1
2020-01-06 | July: 19; August: 12889.75; September: 0; October: B; November: 1; December: 1
2020-01-06 | July: 20; August: 12540; September: 0; October: B; November: 1; December: 2
2020-01-06 | July: 21; August: 11638.5; September: 0; October: B; November: 2; December: 2
2020-01-06 | July: 22; August: 10454.75; September: 0; October: B; November: 3; December: 3
2020-01-06 | July: 23; August: 9466.25; September: 0; October: B; November: 3; December: 3
2020-01-07 | July: 0; August: 8866.25; September: 0; October: B; November: 3; December: 3
2020-01-07 | July: 1; August: 8535.75; September: 0; October: B; November: 3; December: 3
2020-01-07 | July: 2; August: 8444.25; September: 0; October: B; November: 3; December: 3
2020-01-07 | July: 3; August: 8553; September: 0; October: B; November: 3; December: 3
2020-01-07 | July: 4; August: 8954.25; September: 0; October: B; November: 3; December: 3
2020-01-07 | July: 5; August: 9706; September: 0; October: B; November: 3; December: 3
2020-01-07 | July: 6; August: 10634.75; September: 0; October: B; November: 2; December: 2
2020-01-07 | July: 7; August: 12581.75; September: 0; October: B; November: 1; December: 1
2020-01-07 | July: 8; August: 14246.75; September: 0; October: B; November: 1; December: 1
2020-01-07 | July: 9; August: 15244.75; September: 0; October: B; November: 2; December: 1
2020-01-07 | July: 10; August: 15316.25; September: 0; October: B; November: 2; December: 2
2020-01-07 | July: 11; August: 15632.5; September: 0; October: B; November: 2; December: 2
2020-01-07 | July: 12; August: 16164; September: 0; October: B; November: 2; December: 2
2020-01-07 | July: 13; August: 16587; September: 0; October: B; November: 2; December: 2
2020-01-07 | July: 14; August: 16842.25; September: 0; October: B; November: 2; December: 2
2020-01-07 | July: 15; August: 16878.75; September: 0; October: B; November: 2; December: 2
2020-01-07 | July: 16; August: 16704; September: 0; October: B; November: 2; December: 2
2020-01-07 | July: 17; August: 15636.5; September: 0; October: B; November: 2; December: 2
2020-01-07 | July: 18; August: 14765; September: 0; October: B; November: 1; December: 1
2020-01-07 | July: 19; August: 14088.5; September: 0; October: B; November: 1; December: 1
2020-01-07 | July: 20; August: 13855.25; September: 0; October: B; November: 1; December: 2
2020-01-07 | July: 21; August: 13018; September: 0; October: B; November: 2; December: 2
2020-01-07 | July: 22; August: 11565.75; September: 0; October: B; November: 3; December: 3
2020-01-07 | July: 23; August: 10501.5; September: 0; October: B; November: 3; December: 3
2020-01-08 | July: 0; August: 9824; September: 0; October: B; November: 3; December: 3
2020-01-08 | July: 1; August: 9401.25; September: 0; October: B; November: 3; December: 3
2020-01-08 | July: 2; August: 9215.75; September: 0; October: B; November: 3; December: 3
2020-01-08 | July: 3; August: 9263.75; September: 0; October: B; November: 3; December: 3
2020-01-08 | July: 4; August: 9601.75; September: 0; October: B; November: 3; December: 3
2020-01-08 | July: 5; August: 10317.75; September: 0; October: B; November: 3; December: 3
2020-01-08 | July: 6; August: 11322.75; September: 0; October: B; November: 2; December: 2
2020-01-08 | July: 7; August: 12750; September: 0; October: B; November: 1; December: 1
2020-01-08 | July: 8; August: 14639.25; September: 0; October: B; November: 1; December: 1
2020-01-08 | July: 9; August: 15462.5; September: 0; October: B; November: 2; December: 1
2020-01-08 | July: 10; August: 15599; September: 0; October: B; November: 2; December: 2
2020-01-08 | July: 11; August: 15988.75; September: 0; October: B; November: 2; December: 2
2020-01-08 | July: 12; August: 16285.75; September: 0; October: B; November: 2; December: 2
2020-01-08 | July: 13; August: 16215; September: 0; October: B; November: 2; December: 2
2020-01-08 | July: 14; August: 16218; September: 0; October: B; November: 2; December: 2
2020-01-08 | July: 15; August: 16315.5; September: 0; October: B; November: 2; December: 2
2020-01-08 | July: 16; August: 15943; September: 0; October: B; November: 2; December: 2
2020-01-08 | July: 17; August: 14914.25; September: 0; October: B; November: 2; December: 2
2020-01-08 | July: 18; August: 14429; September: 0; October: B; November: 1; December: 1
2020-01-08 | July: 19; August: 13592.25; September: 0; October: B; November: 1; December: 1
2020-01-08 | July: 20; August: 13139; September: 0; October: B; November: 1; December: 2
2020-01-08 | July: 21; August: 12181.5; September: 0; October: B; November: 2; December: 2
2020-01-08 | July: 22; August: 11012; September: 0; October: B; November: 3; December: 3
2020-01-08 | July: 23; August: 10044.5; September: 0; October: B; November: 3; December: 3
2020-01-09 | July: 0; August: 9504.75; September: 0; October: B; November: 3; December: 3
2020-01-09 | July: 1; August: 9136.5; September: 0; October: B; November: 3; December: 3
2020-01-09 | July: 2; August: 8912.25; September: 0; October: B; November: 3; December: 3
2020-01-09 | July: 3; August: 9023.25; September: 0; October: B; November: 3; December: 3
2020-01-09 | July: 4; August: 9323; September: 0; October: B; November: 3; December: 3
2020-01-09 | July: 5; August: 10101.75; September: 0; October: B; November: 3; December: 3
2020-01-09 | July: 6; August: 11143.25; September: 0; October: B; November: 2; December: 2
2020-01-09 | July: 7; August: 12771.25; September: 0; October: B; November: 1; December: 1
2020-01-09 | July: 8; August: 14657.5; September: 0; October: B; November: 1; December: 1
2020-01-09 | July: 9; August: 15408.75; September: 0; October: B; November: 2; December: 1
2020-01-09 | July: 10; August: 15419.75; September: 0; October: B; November: 2; December: 2
2020-01-09 | July: 11; August: 15642.75; September: 0; October: B; November: 2; December: 2
2020-01-09 | July: 12; August: 16079.5; September: 0; October: B; November: 2; December: 2
2020-01-09 | July: 13; August: 15890.25; September: 0; October: B; November: 2; December: 2
2020-01-09 | July: 14; August: 142; September: 0; October: B; November: 2; December: 2
2020-01-09 | July: 15; August: 46; September: 0; October: B; November: 2; December: 2
2020-01-09 | July: 16; August: 16681.5; September: 0; October: B; November: 2; December: 2
2020-01-09 | July: 17; August: 15197.5; September: 0; October: B; November: 2; December: 2
2020-01-09 | July: 18; August: 14378.75; September: 0; October: B; November: 1; December: 1
2020-01-09 | July: 19; August: 13503.75; September: 0; October: B; November: 1; December: 1
2020-01-09 | July: 20; August: 12997.75; September: 0; October: B; November: 1; December: 2
2020-01-09 | July: 21; August: 12071.25; September: 0; October: B; November: 2; December: 2
2020-01-09 | July: 22; August: 10981.75; September: 0; October: B; November: 3; December: 3
2020-01-09 | July: 23; August: 9901.5; September: 0; October: B; November: 3; December: 3
2020-01-10 | July: 0; August: 9170.5; September: 0; October: B; November: 3; December: 3
2020-01-10 | July: 1; August: 8864.25; September: 0; October: B; November: 3; December: 3
2020-01-10 | July: 2; August: 8664.5; September: 0; October: B; November: 3; December: 3
2020-01-10 | July: 3; August: 8687.75; September: 0; October: B; November: 3; December: 3
2020-01-10 | July: 4; August: 9248.5; September: 0; October: B; November: 3; December: 3
2020-01-10 | July: 5; August: 9744.25; September: 0; October: B; November: 3; December: 3
2020-01-10 | July: 6; August: 10454.5; September: 0; October: B; November: 2; December: 2
2020-01-10 | July: 7; August: 12892; September: 0; October: B; November: 1; December: 1
2020-01-10 | July: 8; August: 14310.5; September: 0; October: B; November: 1; December: 1
2020-01-10 | July: 9; August: 15274.75; September: 0; October: B; November: 2; December: 1
2020-01-10 | July: 10; August: 15682; September: 0; October: B; November: 2; December: 2
2020-01-10 | July: 11; August: 16154.5; September: 0; October: B; November: 2; December: 2
2020-01-10 | July: 12; August: 16261.5; September: 0; October: B; November: 2; December: 2
2020-01-10 | July: 13; August: 16172.75; September: 0; October: B; November: 2; December: 2
2020-01-10 | July: 14; August: 16236.5; September: 0; October: B; November: 2; December: 2
2020-01-10 | July: 15; August: 16057.25; September: 0; October: B; November: 2; December: 2
2020-01-10 | July: 16; August: 15342; September: 0; October: B; November: 2; December: 2
2020-01-10 | July: 17; August: 14792.25; September: 0; October: B; November: 2; December: 2
2020-01-10 | July: 18; August: 14088.25; September: 0; October: B; November: 1; December: 1
2020-01-10 | July: 19; August: 13369.75; September: 0; October: B; November: 1; December: 1
2020-01-10 | July: 20; August: 13282.75; September: 0; October: B; November: 1; December: 2
2020-01-10 | July: 21; August: 12467.5; September: 0; October: B; November: 2; December: 2
2020-01-10 | July: 22; August: 172; September: 0; October: B; November: 3; December: 3
2020-01-10 | July: 23; August: 10550.75; September: 0; October: B; November: 3; December: 3
2020-01-11 | July: 0; August: 9947.25; September: 0; October: B; November: 3; December: 3
2020-01-11 | July: 1; August: 9451.75; September: 0; October: B; November: 3; December: 3
2020-01-11 | July: 2; August: 9163.25; September: 0; October: B; November: 3; December: 3
2020-01-11 | July: 3; August: 8992; September: 0; October: B; November: 3; December: 3
2020-01-11 | July: 4; August: 9140.75; September: 0; October: B; November: 3; December: 3
2020-01-11 | July: 5; August: 9215.5; September: 0; October: B; November: 3; December: 3
2020-01-11 | July: 6; August: 9479.5; September: 0; October: B; November: 3; December: 3
2020-01-11 | July: 7; August: 10782.75; September: 0; October: B; November: 2; December: 2
2020-01-11 | July: 8; August: 12734.75; September: 0; October: B; November: 2; December: 2
2020-01-11 | July: 9; August: 13903.75; September: 0; October: B; November: 2; December: 2
2020-01-11 | July: 10; August: 14191.25; September: 0; October: B; November: 2; December: 2
2020-01-11 | July: 11; August: 14360.75; September: 0; October: B; November: 2; December: 2
2020-01-11 | July: 12; August: 14378.25; September: 0; October: B; November: 3; December: 3
2020-01-11 | July: 13; August: 14147.25; September: 0; October: B; November: 3; December: 3
2020-01-11 | July: 14; August: 13647.25; September: 0; October: B; November: 3; December: 3
2020-01-11 | July: 15; August: 13551; September: 0; October: B; November: 3; December: 3
2020-01-11 | July: 16; August: 13461; September: 0; October: B; November: 3; December: 3
2020-01-11 | July: 17; August: 13174.75; September: 0; October: B; November: 3; December: 3
2020-01-11 | July: 18; August: 12939.5; September: 0; October: B; November: 2; December: 2
2020-01-11 | July: 19; August: 12360; September: 0; October: B; November: 2; December: 2
2020-01-11 | July: 20; August: 12596.75; September: 0; October: B; November: 3; December: 3
2020-01-11 | July: 21; August: 12133.5; September: 0; October: B; November: 3; December: 3
2020-01-11 | July: 22; August: 11219; September: 0; October: B; November: 3; December: 3
2020-01-11 | July: 23; August: 10324.25; September: 0; October: B; November: 3; December: 3
2020-01-12 | July: 0; August: 9645.75; September: 0; October: B; November: 3; December: 3
2020-01-12 | July: 1; August: 9138.75; September: 0; October: B; November: 3; December: 3
2020-01-12 | July: 2; August: 8802.5; September: 0; October: B; November: 3; December: 3
2020-01-12 | July: 3; August: 8889.25; September: 0; October: B; November: 3; December: 3
2020-01-12 | July: 4; August: 9029; September: 0; October: B; November: 3; December: 3
2020-01-12 | July: 5; August: 8981.75; September: 0; October: B; November: 3; December: 3
2020-01-12 | July: 6; August: 9132.5; September: 0; October: B; November: 3; December: 3
2020-01-12 | July: 7; August: 10018.75; September: 0; October: B; November: 3; December: 3
2020-01-12 | July: 8; August: 11246; September: 0; October: B; November: 3; December: 3
2020-01-12 | July: 9; August: 12055; September: 0; October: B; November: 3; December: 3
2020-01-12 | July: 10; August: 12320.25; September: 0; October: B; November: 3; December: 3
2020-01-12 | July: 11; August: 12652.5; September: 0; October: B; November: 3; December: 3
2020-01-12 | July: 12; August: 12985.25; September: 0; October: B; November: 3; December: 3
2020-01-12 | July: 13; August: 12831.75; September: 0; October: B; November: 3; December: 3
2020-01-12 | July: 14; August: 12424.5; September: 0; October: B; November: 3; December: 3
2020-01-12 | July: 15; August: 12408.75; September: 0; October: B; November: 3; December: 3
2020-01-12 | July: 16; August: 12741.5; September: 0; October: B; November: 3; December: 3
2020-01-12 | July: 17; August: 12706.75; September: 0; October: B; November: 3; December: 3
2020-01-12 | July: 18; August: 12572.25; September: 0; October: B; November: 2; December: 3
2020-01-12 | July: 19; August: 12234.5; September: 0; October: B; November: 2; December: 3
2020-01-12 | July: 20; August: 12691.25; September: 0; October: B; November: 3; December: 3
2020-01-12 | July: 21; August: 12046.25; September: 0; October: B; November: 3; December: 3
2020-01-12 | July: 22; August: 10811.25; September: 0; October: B; November: 3; December: 3
2020-01-12 | July: 23; August: 9746.25; September: 0; October: B; November: 3; December: 3
2020-01-13 | July: 0; August: 9187.75; September: 0; October: B; November: 3; December: 3
2020-01-13 | July: 1; August: 8808.25; September: 0; October: B; November: 3; December: 3
2020-01-13 | July: 2; August: 8548.5; September: 0; October: B; November: 3; December: 3
2020-01-13 | July: 3; August: 8628.25; September: 0; October: B; November: 3; December: 3
2020-01-13 | July: 4; August: 9087.5; September: 0; October: B; November: 3; December: 3
2020-01-13 | July: 5; August: 10168; September: 0; October: B; November: 3; December: 3
2020-01-13 | July: 6; August: 11387.25; September: 0; October: B; November: 2; December: 2
2020-01-13 | July: 7; August: 13726.25; September: 0; October: B; November: 1; December: 1
2020-01-13 | July: 8; August: 15634; September: 0; October: B; November: 1; December: 1
2020-01-13 | July: 9; August: 16788.75; September: 0; October: B; November: 2; December: 1
2020-01-13 | July: 10; August: 17466.25; September: 0; October: B; November: 2; December: 2
2020-01-13 | July: 11; August: 18009.5; September: 0; October: B; November: 2; December: 2
2020-01-13 | July: 12; August: 18137.5; September: 0; October: B; November: 2; December: 2
2020-01-13 | July: 13; August: 18135.25; September: 0; October: B; November: 2; December: 2
2020-01-13 | July: 14; August: 18421.75; September: 0; October: B; November: 2; December: 2
2020-01-13 | July: 15; August: 18236.25; September: 0; October: B; November: 2; December: 2
2020-01-13 | July: 16; August: 17377.75; September: 0; October: B; November: 2; December: 2
2020-01-13 | July: 17; August: 15803.25; September: 0; October: B; November: 2; December: 2
2020-01-13 | July: 18; August: 15362.5; September: 0; October: B; November: 1; December: 1
2020-01-13 | July: 19; August: 14467.5; September: 0; October: B; November: 1; December: 1
2020-01-13 | July: 20; August: 14288.5; September: 0; October: B; November: 1; December: 2
2020-01-13 | July: 21; August: 13292; September: 0; October: B; November: 2; December: 2
2020-01-13 | July: 22; August: 11860; September: 0; October: B; November: 3; December: 3
2020-01-13 | July: 23; August: 10581.25; September: 0; October: B; November: 3; December: 3
2020-01-14 | July: 0; August: 9903.5; September: 0; October: B; November: 3; December: 3
2020-01-14 | July: 1; August: 9466.75; September: 0; October: B; November: 3; December: 3
2020-01-14 | July: 2; August: 9259.25; September: 0; October: B; November: 3; December: 3
2020-01-14 | July: 3; August: 9359.5; September: 0; October: B; November: 3; December: 3
2020-01-14 | July: 4; August: 9787.5; September: 0; October: B; November: 3; December: 3
2020-01-14 | July: 5; August: 10875.25; September: 0; October: B; November: 3; December: 3
2020-01-14 | July: 6; August: 12092.5; September: 0; October: B; November: 2; December: 2
2020-01-14 | July: 7; August: 14234; September: 0; October: B; November: 1; December: 1
2020-01-14 | July: 8; August: 16391.25; September: 0; October: B; November: 1; December: 1
2020-01-14 | July: 9; August: 17693.5; September: 0; October: B; November: 2; December: 1
2020-01-14 | July: 10; August: 17999; September: 0; October: B; November: 2; December: 2
2020-01-14 | July: 11; August: 18652.5; September: 0; October: B; November: 2; December: 2
2020-01-14 | July: 12; August: 18946; September: 0; October: B; November: 2; December: 2
2020-01-14 | July: 13; August: 18983.5; September: 0; October: B; November: 2; December: 2
2020-01-14 | July: 14; August: 19651.75; September: 0; October: B; November: 2; December: 2
2020-01-14 | July: 15; August: 19370.5; September: 0; October: B; November: 2; December: 2
2020-01-14 | July: 16; August: 18405; September: 0; October: B; November: 2; December: 2
2020-01-14 | July: 17; August: 16351.75; September: 0; October: B; November: 2; December: 2
2020-01-14 | July: 18; August: 15775.5; September: 0; October: B; November: 1; December: 1
2020-01-14 | July: 19; August: 15067.5; September: 0; October: B; November: 1; December: 1
2020-01-14 | July: 20; August: 14964.5; September: 0; October: B; November: 1; December: 2
2020-01-14 | July: 21; August: 13897; September: 0; October: B; November: 2; December: 2
2020-01-14 | July: 22; August: 12395; September: 0; October: B; November: 3; December: 3
2020-01-14 | July: 23; August: 10964.75; September: 0; October: B; November: 3; December: 3
2020-01-15 | July: 0; August: 10297.25; September: 0; October: B; November: 3; December: 3
2020-01-15 | July: 1; August: 9929; September: 0; October: B; November: 3; December: 3
2020-01-15 | July: 2; August: 9733; September: 0; October: B; November: 3; December: 3
2020-01-15 | July: 3; August: 9837.5; September: 0; October: B; November: 3; December: 3
2020-01-15 | July: 4; August: 10231; September: 0; October: B; November: 3; December: 3
2020-01-15 | July: 5; August: 11433.5; September: 0; October: B; November: 3; December: 3
2020-01-15 | July: 6; August: 12723; September: 0; October: B; November: 2; December: 2
2020-01-15 | July: 7; August: 14464.25; September: 0; October: B; November: 1; December: 1
2020-01-15 | July: 8; August: 16777; September: 0; October: B; November: 1; December: 1
2020-01-15 | July: 9; August: 18121; September: 0; October: B; November: 2; December: 1
2020-01-15 | July: 10; August: 18302.25; September: 0; October: B; November: 2; December: 2
2020-01-15 | July: 11; August: 18868.25; September: 0; October: B; November: 2; December: 2
2020-01-15 | July: 12; August: 19136; September: 0; October: B; November: 2; December: 2
2020-01-15 | July: 13; August: 19365.5; September: 0; October: B; November: 2; December: 2
2020-01-15 | July: 14; August: 19414.25; September: 0; October: B; November: 2; December: 2
2020-01-15 | July: 15; August: 19282; September: 0; October: B; November: 2; December: 2
2020-01-15 | July: 16; August: 18619.75; September: 0; October: B; November: 2; December: 2
2020-01-15 | July: 17; August: 16793.75; September: 0; October: B; November: 2; December: 2
2020-01-15 | July: 18; August: 16282.25; September: 0; October: B; November: 1; December: 1
2020-01-15 | July: 19; August: 15509.75; September: 0; October: B; November: 1; December: 1
2020-01-15 | July: 20; August: 15297.25; September: 0; October: B; November: 1; December: 2
2020-01-15 | July: 21; August: 14487.25; September: 0; October: B; November: 2; December: 2
2020-01-15 | July: 22; August: 12805.75; September: 0; October: B; November: 3; December: 3
2020-01-15 | July: 23; August: 11418.75; September: 0; October: B; November: 3; December: 3
2020-01-16 | July: 0; August: 10677.5; September: 0; October: B; November: 3; December: 3
2020-01-16 | July: 1; August: 10156; September: 0; October: B; November: 3; December: 3
2020-01-16 | July: 2; August: 9952.25; September: 0; October: B; November: 3; December: 3
2020-01-16 | July: 3; August: 9953; September: 0; October: B; November: 3; December: 3
2020-01-16 | July: 4; August: 10316.5; September: 0; October: B; November: 3; December: 3
2020-01-16 | July: 5; August: 11463.25; September: 0; October: B; November: 3; December: 3
2020-01-16 | July: 6; August: 12864.25; September: 0; October: B; November: 2; December: 2
2020-01-16 | July: 7; August: 14497; September: 0; October: B; November: 1; December: 1
2020-01-16 | July: 8; August: 17659.75; September: 0; October: B; November: 1; December: 1
2020-01-16 | July: 9; August: 18452.25; September: 0; October: B; November: 2; December: 1
2020-01-16 | July: 10; August: 18919.25; September: 0; October: B; November: 2; December: 2
2020-01-16 | July: 11; August: 19616.25; September: 0; October: B; November: 2; December: 2
2020-01-16 | July: 12; August: 19822.75; September: 0; October: B; November: 2; December: 2
2020-01-16 | July: 13; August: 19449.25; September: 0; October: B; November: 2; December: 2
2020-01-16 | July: 14; August: 19867; September: 0; October: B; November: 2; December: 2
2020-01-16 | July: 15; August: 19679.25; September: 0; October: B; November: 2; December: 2
2020-01-16 | July: 16; August: 18632.5; September: 0; October: B; November: 2; December: 2
2020-01-16 | July: 17; August: 16809.5; September: 0; October: B; November: 2; December: 2
2020-01-16 | July: 18; August: 15965.75; September: 0; October: B; November: 1; December: 1
2020-01-16 | July: 19; August: 15399.5; September: 0; October: B; November: 1; December: 1
2020-01-16 | July: 20; August: 15088.75; September: 0; October: B; November: 1; December: 2
2020-01-16 | July: 21; August: 14305.25; September: 0; October: B; November: 2; December: 2
2020-01-16 | July: 22; August: 12718.25; September: 0; October: B; November: 3; December: 3
2020-01-16 | July: 23; August: 11403.5; September: 0; October: B; November: 3; December: 3
2020-01-17 | July: 0; August: 10733.25; September: 0; October: B; November: 3; December: 3
2020-01-17 | July: 1; August: 10266.5; September: 0; October: B; November: 3; December: 3
2020-01-17 | July: 2; August: 10098.25; September: 0; October: B; November: 3; December: 3
2020-01-17 | July: 3; August: 10305; September: 0; October: B; November: 3; December: 3
2020-01-17 | July: 4; August: 10714.75; September: 0; October: B; November: 3; December: 3
2020-01-17 | July: 5; August: 11747; September: 0; October: B; November: 3; December: 3
2020-01-17 | July: 6; August: 13065; September: 0; October: B; November: 2; December: 2
2020-01-17 | July: 7; August: 14904; September: 0; October: B; November: 1; December: 1
2020-01-17 | July: 8; August: 17285.25; September: 0; October: B; November: 1; December: 1
2020-01-17 | July: 9; August: 18239.75; September: 0; October: B; November: 2; December: 1
2020-01-17 | July: 10; August: 18306.75; September: 0; October: B; November: 2; December: 2
2020-01-17 | July: 11; August: 18450.25; September: 0; October: B; November: 2; December: 2
2020-01-17 | July: 12; August: 18204.75; September: 0; October: B; November: 2; December: 2
2020-01-17 | July: 13; August: 17514.5; September: 0; October: B; November: 2; December: 2
2020-01-17 | July: 14; August: 17132.75; September: 0; October: B; November: 2; December: 2
2020-01-17 | July: 15; August: 16383.25; September: 0; October: B; November: 2; December: 2
2020-01-17 | July: 16; August: 15479.75; September: 0; October: B; November: 2; December: 2
2020-01-17 | July: 17; August: 14793.25; September: 0; October: B; November: 2; December: 2
2020-01-17 | July: 18; August: 14112.5; September: 0; October: B; November: 1; December: 1
2020-01-17 | July: 19; August: 13449.5; September: 0; October: B; November: 1; December: 1
2020-01-17 | July: 20; August: 13142.25; September: 0; October: B; November: 1; December: 2
2020-01-17 | July: 21; August: 12376.25; September: 0; October: B; November: 2; December: 2
2020-01-17 | July: 22; August: 11377.75; September: 0; October: B; November: 3; December: 3
2020-01-17 | July: 23; August: 10383.75; September: 0; October: B; November: 3; December: 3
2020-01-18 | July: 0; August: 9547.5; September: 0; October: B; November: 3; December: 3
2020-01-18 | July: 1; August: 9210.25; September: 0; October: B; November: 3; December: 3
2020-01-18 | July: 2; August: 9083.5; September: 0; October: B; November: 3; December: 3
2020-01-18 | July: 3; August: 9096; September: 0; October: B; November: 3; December: 3
2020-01-18 | July: 4; August: 9339.5; September: 0; October: B; November: 3; December: 3
2020-01-18 | July: 5; August: 9413; September: 0; October: B; November: 3; December: 3
2020-01-18 | July: 6; August: 9852.75; September: 0; October: B; November: 3; December: 3
2020-01-18 | July: 7; August: 11318.25; September: 0; October: B; November: 2; December: 2
2020-01-18 | July: 8; August: 13217.25; September: 0; October: B; November: 2; December: 2
2020-01-18 | July: 9; August: 13981.25; September: 0; October: B; November: 2; December: 2
2020-01-18 | July: 10; August: 14247.75; September: 0; October: B; November: 2; December: 2
2020-01-18 | July: 11; August: 14413; September: 0; October: B; November: 2; December: 2
2020-01-18 | July: 12; August: 14223.75; September: 0; October: B; November: 3; December: 3
2020-01-18 | July: 13; August: 13690.5; September: 0; October: B; November: 3; December: 3
2020-01-18 | July: 14; August: 13364.5; September: 0; October: B; November: 3; December: 3
2020-01-18 | July: 15; August: 13075; September: 0; October: B; November: 3; December: 3
2020-01-18 | July: 16; August: 12984.75; September: 0; October: B; November: 3; December: 3
2020-01-18 | July: 17; August: 12769.25; September: 0; October: B; November: 3; December: 3
2020-01-18 | July: 18; August: 12558.5; September: 0; October: B; November: 2; December: 2
2020-01-18 | July: 19; August: 11820.25; September: 0; October: B; November: 2; December: 2
2020-01-18 | July: 20; August: 12147.5; September: 0; October: B; November: 3; December: 3
2020-01-18 | July: 21; August: 11479.75; September: 0; October: B; November: 3; December: 3
2020-01-18 | July: 22; August: 10690.25; September: 0; October: B; November: 3; December: 3
2020-01-18 | July: 23; August: 9724; September: 0; October: B; November: 3; December: 3
2020-01-19 | July: 0; August: 9196.75; September: 0; October: B; November: 3; December: 3
2020-01-19 | July: 1; August: 8731; September: 0; October: B; November: 3; December: 3
2020-01-19 | July: 2; August: 8604; September: 0; October: B; November: 3; December: 3
2020-01-19 | July: 3; August: 8678; September: 0; October: B; November: 3; December: 3
2020-01-19 | July: 4; August: 8748; September: 0; October: B; November: 3; December: 3
2020-01-19 | July: 5; August: 8751; September: 0; October: B; November: 3; December: 3
2020-01-19 | July: 6; August: 8973.75; September: 0; October: B; November: 3; December: 3
2020-01-19 | July: 7; August: 10023.75; September: 0; October: B; November: 3; December: 3
2020-01-19 | July: 8; August: 11104; September: 0; October: B; November: 3; December: 3
2020-01-19 | July: 9; August: 11661.5; September: 0; October: B; November: 3; December: 3
2020-01-19 | July: 10; August: 12044; September: 0; October: B; November: 3; December: 3
2020-01-19 | July: 11; August: 12348; September: 0; October: B; November: 3; December: 3
2020-01-19 | July: 12; August: 12385.25; September: 0; October: B; November: 3; December: 3
2020-01-19 | July: 13; August: 12078.25; September: 0; October: B; November: 3; December: 3
2020-01-19 | July: 14; August: 11721.5; September: 0; October: B; November: 3; December: 3
2020-01-19 | July: 15; August: 11637.5; September: 0; October: B; November: 3; December: 3
2020-01-19 | July: 16; August: 11981.75; September: 0; October: B; November: 3; December: 3
2020-01-19 | July: 17; August: 12262.5; September: 0; October: B; November: 3; December: 3
2020-01-19 | July: 18; August: 12208.25; September: 0; October: B; November: 2; December: 3
2020-01-19 | July: 19; August: 12050; September: 0; October: B; November: 2; December: 3
2020-01-19 | July: 20; August: 12257.75; September: 0; October: B; November: 3; December: 3
2020-01-19 | July: 21; August: 11295.75; September: 0; October: B; November: 3; December: 3
2020-01-19 | July: 22; August: 9941.5; September: 0; October: B; November: 3; December: 3
2020-01-19 | July: 23; August: 8980.5; September: 0; October: B; November: 3; December: 3
2020-01-20 | July: 0; August: 8376.5; September: 0; October: B; November: 3; December: 3
2020-01-20 | July: 1; August: 8089.75; September: 0; October: B; November: 3; December: 3
2020-01-20 | July: 2; August: 8072.25; September: 0; October: B; November: 3; December: 3
2020-01-20 | July: 3; August: 8296.75; September: 0; October: B; November: 3; December: 3
2020-01-20 | July: 4; August: 8940.25; September: 0; October: B; November: 3; December: 3
2020-01-20 | July: 5; August: 10365.5; September: 0; October: B; November: 3; December: 3
2020-01-20 | July: 6; August: 11969; September: 0; October: B; November: 2; December: 2
2020-01-20 | July: 7; August: 13115.25; September: 0; October: B; November: 1; December: 1
2020-01-20 | July: 8; August: 15024; September: 0; October: B; November: 1; December: 1
2020-01-20 | July: 9; August: 16250.25; September: 0; October: B; November: 2; December: 1
2020-01-20 | July: 10; August: 16469; September: 0; October: B; November: 2; December: 2
2020-01-20 | July: 11; August: 16732.25; September: 0; October: B; November: 2; December: 2
2020-01-20 | July: 12; August: 17079.5; September: 0; October: B; November: 2; December: 2
2020-01-20 | July: 13; August: 16966.75; September: 0; October: B; November: 2; December: 2
2020-01-20 | July: 14; August: 17557.5; September: 0; October: B; November: 2; December: 2
2020-01-20 | July: 15; August: 17908.5; September: 0; October: B; November: 2; December: 2
2020-01-20 | July: 16; August: 17240.5; September: 0; October: B; November: 2; December: 2
2020-01-20 | July: 17; August: 15500.25; September: 0; October: B; November: 2; December: 2
2020-01-20 | July: 18; August: 14894; September: 0; October: B; November: 1; December: 1
2020-01-20 | July: 19; August: 14206.5; September: 0; October: B; November: 1; December: 1
2020-01-20 | July: 20; August: 14060.25; September: 0; October: B; November: 1; December: 2
2020-01-20 | July: 21; August: 13086; September: 0; October: B; November: 2; December: 2
2020-01-20 | July: 22; August: 11398.75; September: 0; October: B; November: 3; December: 3
2020-01-20 | July: 23; August: 10193.5; September: 0; October: B; November: 3; December: 3
2020-01-21 | July: 0; August: 9636.5; September: 0; October: B; November: 3; December: 3
2020-01-21 | July: 1; August: 9276; September: 0; October: B; November: 3; December: 3
2020-01-21 | July: 2; August: 9216.25; September: 0; October: B; November: 3; December: 3
2020-01-21 | July: 3; August: 9299.25; September: 0; October: B; November: 3; December: 3
2020-01-21 | July: 4; August: 9745.75; September: 0; October: B; November: 3; December: 3
2020-01-21 | July: 5; August: 11065.75; September: 0; October: B; November: 3; December: 3
2020-01-21 | July: 6; August: 12360; September: 0; October: B; November: 2; December: 2
2020-01-21 | July: 7; August: 13868.75; September: 0; October: B; November: 1; December: 1
2020-01-21 | July: 8; August: 15813.75; September: 0; October: B; November: 1; December: 1
2020-01-21 | July: 9; August: 16899.5; September: 0; October: B; November: 2; December: 1
2020-01-21 | July: 10; August: 17022.75; September: 0; October: B; November: 2; December: 2
2020-01-21 | July: 11; August: 16914.5; September: 0; October: B; November: 2; December: 2
2020-01-21 | July: 12; August: 17792; September: 0; October: B; November: 2; December: 2
2020-01-21 | July: 13; August: 17471.25; September: 0; October: B; November: 2; December: 2
2020-01-21 | July: 14; August: 17980; September: 0; October: B; November: 2; December: 2
2020-01-21 | July: 15; August: 18125.5; September: 0; October: B; November: 2; December: 2
2020-01-21 | July: 16; August: 17872.75; September: 0; October: B; November: 2; December: 2
2020-01-21 | July: 17; August: 16076.5; September: 0; October: B; November: 2; December: 2
2020-01-21 | July: 18; August: 15614; September: 0; October: B; November: 1; December: 1
2020-01-21 | July: 19; August: 15106; September: 0; October: B; November: 1; December: 1
2020-01-21 | July: 20; August: 15005.75; September: 0; October: B; November: 1; December: 2
2020-01-21 | July: 21; August: 13780.5; September: 0; October: B; November: 2; December: 2
2020-01-21 | July: 22; August: 12155.5; September: 0; October: B; November: 3; December: 3
2020-01-21 | July: 23; August: 10727; September: 0; October: B; November: 3; December: 3
2020-01-22 | July: 0; August: 10038; September: 0; October: B; November: 3; December: 3
2020-01-22 | July: 1; August: 9660.25; September: 0; October: B; November: 3; December: 3
2020-01-22 | July: 2; August: 9476; September: 0; October: B; November: 3; December: 3
2020-01-22 | July: 3; August: 9600; September: 0; October: B; November: 3; December: 3
2020-01-22 | July: 4; August: 10011.75; September: 0; October: B; November: 3; December: 3
2020-01-22 | July: 5; August: 11277.5; September: 0; October: B; November: 3; December: 3
2020-01-22 | July: 6; August: 12654; September: 0; October: B; November: 2; December: 2
2020-01-22 | July: 7; August: 14009.5; September: 0; October: B; November: 1; December: 1
2020-01-22 | July: 8; August: 15937; September: 0; October: B; November: 1; December: 1
2020-01-22 | July: 9; August: 16160.25; September: 0; October: B; November: 2; December: 1
2020-01-22 | July: 10; August: 16096.75; September: 0; October: B; November: 2; December: 2
2020-01-22 | July: 11; August: 16660.5; September: 0; October: B; November: 2; December: 2
2020-01-22 | July: 12; August: 16908.75; September: 0; October: B; November: 2; December: 2
2020-01-22 | July: 13; August: 16835; September: 0; October: B; November: 2; December: 2
2020-01-22 | July: 14; August: 17666.25; September: 0; October: B; November: 2; December: 2
2020-01-22 | July: 15; August: 17890.5; September: 0; October: B; November: 2; December: 2
2020-01-22 | July: 16; August: 17583.25; September: 0; October: B; November: 2; December: 2
2020-01-22 | July: 17; August: 15833.25; September: 0; October: B; November: 2; December: 2
2020-01-22 | July: 18; August: 15231.75; September: 0; October: B; November: 1; December: 1
2020-01-22 | July: 19; August: 14634; September: 0; October: B; November: 1; December: 1
2020-01-22 | July: 20; August: 14211.25; September: 0; October: B; November: 1; December: 2
2020-01-22 | July: 21; August: 12969; September: 0; October: B; November: 2; December: 2
2020-01-22 | July: 22; August: 11431.75; September: 0; October: B; November: 3; December: 3
2020-01-22 | July: 23; August: 10258.5; September: 0; October: B; November: 3; December: 3
2020-01-23 | July: 0; August: 9661; September: 0; October: B; November: 3; December: 3
2020-01-23 | July: 1; August: 9253; September: 0; October: B; November: 3; December: 3
2020-01-23 | July: 2; August: 9145.25; September: 0; October: B; November: 3; December: 3
2020-01-23 | July: 3; August: 9373.75; September: 0; October: B; November: 3; December: 3
2020-01-23 | July: 4; August: 9906.75; September: 0; October: B; November: 3; December: 3
2020-01-23 | July: 5; August: 11297.75; September: 0; October: B; November: 3; December: 3
2020-01-23 | July: 6; August: 12518.25; September: 0; October: B; November: 2; December: 2
2020-01-23 | July: 7; August: 14159; September: 0; October: B; November: 1; December: 1
2020-01-23 | July: 8; August: 16000.5; September: 0; October: B; November: 1; December: 1
2020-01-23 | July: 9; August: 16667.75; September: 0; October: B; November: 2; December: 1
2020-01-23 | July: 10; August: 16897.25; September: 0; October: B; November: 2; December: 2
2020-01-23 | July: 11; August: 17398.5; September: 0; October: B; November: 2; December: 2
2020-01-23 | July: 12; August: 17731.25; September: 0; October: B; November: 2; December: 2
2020-01-23 | July: 13; August: 17674.25; September: 0; October: B; November: 2; December: 2
2020-01-23 | July: 14; August: 18359.25; September: 0; October: B; November: 2; December: 2
2020-01-23 | July: 15; August: 18410; September: 0; October: B; November: 2; December: 2
2020-01-23 | July: 16; August: 18001; September: 0; October: B; November: 2; December: 2
2020-01-23 | July: 17; August: 16278; September: 0; October: B; November: 2; December: 2
2020-01-23 | July: 18; August: 15739.25; September: 0; October: B; November: 1; December: 1
2020-01-23 | July: 19; August: 15201; September: 0; October: B; November: 1; December: 1
2020-01-23 | July: 20; August: 15200.5; September: 0; October: B; November: 1; December: 2
2020-01-23 | July: 21; August: 14156.5; September: 0; October: B; November: 2; December: 2
2020-01-23 | July: 22; August: 12473; September: 0; October: B; November: 3; December: 3
2020-01-23 | July: 23; August: 11189.25; September: 0; October: B; November: 3; December: 3
2020-01-24 | July: 0; August: 10229; September: 0; October: B; November: 3; December: 3
2020-01-24 | July: 1; August: 9853; September: 0; October: B; November: 3; December: 3
2020-01-24 | July: 2; August: 9548; September: 0; October: B; November: 3; December: 3
2020-01-24 | July: 3; August: 9721.75; September: 0; October: B; November: 3; December: 3
2020-01-24 | July: 4; August: 10233.75; September: 0; October: B; November: 3; December: 3
2020-01-24 | July: 5; August: 11509.5; September: 0; October: B; November: 3; December: 3
2020-01-24 | July: 6; August: 12720.5; September: 0; October: B; November: 2; December: 2
2020-01-24 | July: 7; August: 14330; September: 0; October: B; November: 1; December: 1
2020-01-24 | July: 8; August: 16424.25; September: 0; October: B; November: 1; December: 1
2020-01-24 | July: 9; August: 17163.75; September: 0; October: B; November: 2; December: 1
2020-01-24 | July: 10; August: 17444.25; September: 0; October: B; November: 2; December: 2
2020-01-24 | July: 11; August: 18075; September: 0; October: B; November: 2; December: 2
2020-01-24 | July: 12; August: 17988; September: 0; October: B; November: 2; December: 2
2020-01-24 | July: 13; August: 17693; September: 0; October: B; November: 2; December: 2
2020-01-24 | July: 14; August: 17982.25; September: 0; October: B; November: 2; December: 2
2020-01-24 | July: 15; August: 17353; September: 0; October: B; November: 2; December: 2
2020-01-24 | July: 16; August: 16539; September: 0; October: B; November: 2; December: 2
2020-01-24 | July: 17; August: 15685.25; September: 0; October: B; November: 2; December: 2
2020-01-24 | July: 18; August: 14813; September: 0; October: B; November: 1; December: 1
2020-01-24 | July: 19; August: 13997.25; September: 0; October: B; November: 1; December: 1
2020-01-24 | July: 20; August: 13764.75; September: 0; October: B; November: 1; December: 2
2020-01-24 | July: 21; August: 12952; September: 0; October: B; November: 2; December: 2
2020-01-24 | July: 22; August: 11896.5; September: 0; October: B; November: 3; December: 3
2020-01-24 | July: 23; August: 10633.5; September: 0; October: B; November: 3; December: 3
2020-01-25 | July: 0; August: 9951.75; September: 0; October: B; November: 3; December: 3
2020-01-25 | July: 1; August: 9531.25; September: 0; October: B; November: 3; December: 3
2020-01-25 | July: 2; August: 9386.25; September: 0; October: B; November: 3; December: 3
2020-01-25 | July: 3; August: 9371; September: 0; October: B; November: 3; December: 3
2020-01-25 | July: 4; August: 9601.5; September: 0; October: B; November: 3; December: 3
2020-01-25 | July: 5; August: 9912.5; September: 0; October: B; November: 3; December: 3
2020-01-25 | July: 6; August: 10280.75; September: 0; October: B; November: 3; December: 3
2020-01-25 | July: 7; August: 11805; September: 0; October: B; November: 2; December: 2
2020-01-25 | July: 8; August: 13703.75; September: 0; October: B; November: 2; December: 2
2020-01-25 | July: 9; August: 14329.75; September: 0; October: B; November: 2; December: 2
2020-01-25 | July: 10; August: 14109.75; September: 0; October: B; November: 2; December: 2
2020-01-25 | July: 11; August: 14458.25; September: 0; October: B; November: 2; December: 2
2020-01-25 | July: 12; August: 14073; September: 0; October: B; November: 3; December: 3
2020-01-25 | July: 13; August: 13395.25; September: 0; October: B; November: 3; December: 3
2020-01-25 | July: 14; August: 13119.75; September: 0; October: B; November: 3; December: 3
2020-01-25 | July: 15; August: 12802.75; September: 0; October: B; November: 3; December: 3
2020-01-25 | July: 16; August: 12785; September: 0; October: B; November: 3; December: 3
2020-01-25 | July: 17; August: 12539.25; September: 0; October: B; November: 3; December: 3
2020-01-25 | July: 18; August: 12190.5; September: 0; October: B; November: 2; December: 2
2020-01-25 | July: 19; August: 11504; September: 0; October: B; November: 2; December: 2
2020-01-25 | July: 20; August: 11980.75; September: 0; October: B; November: 3; December: 3
2020-01-25 | July: 21; August: 11383.5; September: 0; October: B; November: 3; December: 3
2020-01-25 | July: 22; August: 10559.25; September: 0; October: B; November: 3; December: 3
2020-01-25 | July: 23; August: 9585.75; September: 0; October: B; November: 3; December: 3
2020-01-26 | July: 0; August: 9000.25; September: 0; October: B; November: 3; December: 3
2020-01-26 | July: 1; August: 8684; September: 0; October: B; November: 3; December: 3
2020-01-26 | July: 2; August: 8535; September: 0; October: B; November: 3; December: 3
2020-01-26 | July: 3; August: 8524; September: 0; October: B; November: 3; December: 3
2020-01-26 | July: 4; August: 8717.75; September: 0; October: B; November: 3; December: 3
2020-01-26 | July: 5; August: 8890.75; September: 0; October: B; November: 3; December: 3
2020-01-26 | July: 6; August: 9139; September: 0; October: B; November: 3; December: 3
2020-01-26 | July: 7; August: 9974.5; September: 0; October: B; November: 3; December: 3
2020-01-26 | July: 8; August: 11228.75; September: 0; October: B; November: 3; December: 3
2020-01-26 | July: 9; August: 11893.75; September: 0; October: B; November: 3; December: 3
2020-01-26 | July: 10; August: 12124; September: 0; October: B; November: 3; December: 3
2020-01-26 | July: 11; August: 12308.5; September: 0; October: B; November: 3; December: 3
2020-01-26 | July: 12; August: 12236; September: 0; October: B; November: 3; December: 3
2020-01-26 | July: 13; August: 11994; September: 0; October: B; November: 3; December: 3
2020-01-26 | July: 14; August: 11622.25; September: 0; October: B; November: 3; December: 3
2020-01-26 | July: 15; August: 11434.75; September: 0; October: B; November: 3; December: 3
2020-01-26 | July: 16; August: 11767.5; September: 0; October: B; November: 3; December: 3
2020-01-26 | July: 17; August: 11937.5; September: 0; October: B; November: 3; December: 3
2020-01-26 | July: 18; August: 12027; September: 0; October: B; November: 2; December: 3
2020-01-26 | July: 19; August: 11918.5; September: 0; October: B; November: 2; December: 3
2020-01-26 | July: 20; August: 12422.25; September: 0; October: B; November: 3; December: 3
2020-01-26 | July: 21; August: 11300.75; September: 0; October: B; November: 3; December: 3
2020-01-26 | July: 22; August: 9935.75; September: 0; October: B; November: 3; December: 3
2020-01-26 | July: 23; August: 8854; September: 0; October: B; November: 3; December: 3
2020-01-27 | July: 0; August: 8282.75; September: 0; October: B; November: 3; December: 3
2020-01-27 | July: 1; August: 7939; September: 0; October: B; November: 3; December: 3
2020-01-27 | July: 2; August: 7870.75; September: 0; October: B; November: 3; December: 3
2020-01-27 | July: 3; August: 8137.5; September: 0; October: B; November: 3; December: 3
2020-01-27 | July: 4; August: 8741.75; September: 0; October: B; November: 3; December: 3
2020-01-27 | July: 5; August: 10309.25; September: 0; October: B; November: 3; December: 3
2020-01-27 | July: 6; August: 11869; September: 0; October: B; November: 2; December: 2
2020-01-27 | July: 7; August: 12770; September: 0; October: B; November: 1; December: 1
2020-01-27 | July: 8; August: 14201.75; September: 0; October: B; November: 1; December: 1
2020-01-27 | July: 9; August: 15086.75; September: 0; October: B; November: 2; December: 1
2020-01-27 | July: 10; August: 15061.75; September: 0; October: B; November: 2; December: 2
2020-01-27 | July: 11; August: 15445.5; September: 0; October: B; November: 2; December: 2
2020-01-27 | July: 12; August: 15552.75; September: 0; October: B; November: 2; December: 2
2020-01-27 | July: 13; August: 15180.5; September: 0; October: B; November: 2; December: 2
2020-01-27 | July: 14; August: 15750.5; September: 0; October: B; November: 2; December: 2
2020-01-27 | July: 15; August: 15629.25; September: 0; October: B; November: 2; December: 2
2020-01-27 | July: 16; August: 15384; September: 0; October: B; November: 2; December: 2
2020-01-27 | July: 17; August: 14552.75; September: 0; October: B; November: 2; December: 2
2020-01-27 | July: 18; August: 14653; September: 0; October: B; November: 1; December: 1
2020-01-27 | July: 19; August: 14060.25; September: 0; October: B; November: 1; December: 1
2020-01-27 | July: 20; August: 13778.5; September: 0; October: B; November: 1; December: 2
2020-01-27 | July: 21; August: 12407.25; September: 0; October: B; November: 2; December: 2
2020-01-27 | July: 22; August: 10882.25; September: 0; October: B; November: 3; December: 3
2020-01-27 | July: 23; August: 9705; September: 0; October: B; November: 3; December: 3
2020-01-28 | July: 0; August: 8909.75; September: 0; October: B; November: 3; December: 3
2020-01-28 | July: 1; August: 8614.5; September: 0; October: B; November: 3; December: 3
2020-01-28 | July: 2; August: 8511.5; September: 0; October: B; November: 3; December: 3
2020-01-28 | July: 3; August: 8775.25; September: 0; October: B; November: 3; December: 3
2020-01-28 | July: 4; August: 9239.5; September: 0; October: B; November: 3; December: 3
2020-01-28 | July: 5; August: 10778.5; September: 0; October: B; November: 3; December: 3
2020-01-28 | July: 6; August: 12064.75; September: 0; October: B; November: 2; December: 2
2020-01-28 | July: 7; August: 13155.25; September: 0; October: B; November: 1; December: 1
2020-01-28 | July: 8; August: 14826.25; September: 0; October: B; November: 1; December: 1
2020-01-28 | July: 9; August: 15469.5; September: 0; October: B; November: 2; December: 1
2020-01-28 | July: 10; August: 15350.5; September: 0; October: B; November: 2; December: 2
2020-01-28 | July: 11; August: 15775.5; September: 0; October: B; November: 2; December: 2
2020-01-28 | July: 12; August: 15993; September: 0; October: B; November: 2; December: 2
2020-01-28 | July: 13; August: 15894.75; September: 0; October: B; November: 2; December: 2
2020-01-28 | July: 14; August: 16519.75; September: 0; October: B; November: 2; December: 2
2020-01-28 | July: 15; August: 16613.75; September: 0; October: B; November: 2; December: 2
2020-01-28 | July: 16; August: 16357.5; September: 0; October: B; November: 2; December: 2
2020-01-28 | July: 17; August: 15462.25; September: 0; October: B; November: 2; December: 2
2020-01-28 | July: 18; August: 15001; September: 0; October: B; November: 1; December: 1
2020-01-28 | July: 19; August: 14386.75; September: 0; October: B; November: 1; December: 1
2020-01-28 | July: 20; August: 14164; September: 0; October: B; November: 1; December: 2
2020-01-28 | July: 21; August: 12835.25; September: 0; October: B; November: 2; December: 2
2020-01-28 | July: 22; August: 11216.75; September: 0; October: B; November: 3; December: 3
2020-01-28 | July: 23; August: 10028.25; September: 0; October: B; November: 3; December: 3
2020-01-29 | July: 0; August: 9383.75; September: 0; October: B; November: 3; December: 3
2020-01-29 | July: 1; August: 8932; September: 0; October: B; November: 3; December: 3
2020-01-29 | July: 2; August: 8866.25; September: 0; October: B; November: 3; December: 3
2020-01-29 | July: 3; August: 9162.25; September: 0; October: B; November: 3; December: 3
2020-01-29 | July: 4; August: 9742.25; September: 0; October: B; November: 3; December: 3
2020-01-29 | July: 5; August: 11259.75; September: 0; October: B; November: 3; December: 3
2020-01-29 | July: 6; August: 12711.5; September: 0; October: B; November: 2; December: 2
2020-01-29 | July: 7; August: 13857; September: 0; October: B; November: 1; December: 1
2020-01-29 | July: 8; August: 15467.25; September: 0; October: B; November: 1; December: 1
2020-01-29 | July: 9; August: 16106.75; September: 0; October: B; November: 2; December: 1
2020-01-29 | July: 10; August: 16091.75; September: 0; October: B; November: 2; December: 2
2020-01-29 | July: 11; August: 16511.75; September: 0; October: B; November: 2; December: 2
2020-01-29 | July: 12; August: 16575.5; September: 0; October: B; November: 2; December: 2
2020-01-29 | July: 13; August: 16141.5; September: 0; October: B; November: 2; December: 2
2020-01-29 | July: 14; August: 16508; September: 0; October: B; November: 2; December: 2
2020-01-29 | July: 15; August: 16506.5; September: 0; October: B; November: 2; December: 2
2020-01-29 | July: 16; August: 16101.5; September: 0; October: B; November: 2; December: 2
2020-01-29 | July: 17; August: 15045; September: 0; October: B; November: 2; December: 2
2020-01-29 | July: 18; August: 14694.5; September: 0; October: B; November: 1; December: 1
2020-01-29 | July: 19; August: 13830; September: 0; October: B; November: 1; December: 1
2020-01-29 | July: 20; August: 13716.5; September: 0; October: B; November: 1; December: 2
2020-01-29 | July: 21; August: 12732.75; September: 0; October: B; November: 2; December: 2
2020-01-29 | July: 22; August: 11398.75; September: 0; October: B; November: 3; December: 3
2020-01-29 | July: 23; August: 10559.75; September: 0; October: B; November: 3; December: 3
2020-01-30 | July: 0; August: 9870; September: 0; October: B; November: 3; December: 3
2020-01-30 | July: 1; August: 9232.25; September: 0; October: B; November: 3; December: 3
2020-01-30 | July: 2; August: 9143.25; September: 0; October: B; November: 3; December: 3
2020-01-30 | July: 3; August: 9296.25; September: 0; October: B; November: 3; December: 3
2020-01-30 | July: 4; August: 9716.5; September: 0; October: B; November: 3; December: 3
2020-01-30 | July: 5; August: 11223.5; September: 0; October: B; November: 3; December: 3
2020-01-30 | July: 6; August: 12432; September: 0; October: B; November: 2; December: 2
2020-01-30 | July: 7; August: 13301.25; September: 0; October: B; November: 1; December: 1
2020-01-30 | July: 8; August: 15260.25; September: 0; October: B; November: 1; December: 1
2020-01-30 | July: 9; August: 15966; September: 0; October: B; November: 2; December: 1
2020-01-30 | July: 10; August: 16365; September: 0; October: B; November: 2; December: 2
2020-01-30 | July: 11; August: 17380.5; September: 0; October: B; November: 2; December: 2
2020-01-30 | July: 12; August: 17804; September: 0; October: B; November: 2; December: 2
2020-01-30 | July: 13; August: 17685; September: 0; October: B; November: 2; December: 2
2020-01-30 | July: 14; August: 18233.5; September: 0; October: B; November: 2; December: 2
2020-01-30 | July: 15; August: 18307.25; September: 0; October: B; November: 2; December: 2
2020-01-30 | July: 16; August: 17924.5; September: 0; October: B; November: 2; December: 2
2020-01-30 | July: 17; August: 16460; September: 0; October: B; November: 2; December: 2
2020-01-30 | July: 18; August: 15802; September: 0; October: B; November: 1; December: 1
2020-01-30 | July: 19; August: 15110.75; September: 0; October: B; November: 1; December: 1
2020-01-30 | July: 20; August: 14427.5; September: 0; October: B; November: 1; December: 2
2020-01-30 | July: 21; August: 28.75; September: 0; October: B; November: 2; December: 2
2020-01-30 | July: 22; August: 12506.25; September: 0; October: B; November: 3; December: 3
2020-01-30 | July: 23; August: 11082.5; September: 0; October: B; November: 3; December: 3
2020-01-31 | July: 0; August: 10303; September: 0; October: B; November: 3; December: 3
2020-01-31 | July: 1; August: 10050.25; September: 0; October: B; November: 3; December: 3
2020-01-31 | July: 2; August: 9790; September: 0; October: B; November: 3; December: 3
2020-01-31 | July: 3; August: 9263.75; September: 0; October: B; November: 3; December: 3
2020-01-31 | July: 4; August: 9990.25; September: 0; October: B; November: 3; December: 3
2020-01-31 | July: 5; August: 11228.75; September: 0; October: B; November: 3; December: 3
2020-01-31 | July: 6; August: 12336.5; September: 0; October: B; November: 2; December: 2
2020-01-31 | July: 7; August: 13176.75; September: 0; October: B; November: 1; December: 1
2020-01-31 | July: 8; August: 15174.25; September: 0; October: B; November: 1; December: 1
2020-01-31 | July: 9; August: 16295.75; September: 0; October: B; November: 2; December: 1
2020-01-31 | July: 10; August: 16365.5; September: 0; October: B; November: 2; December: 2
2020-01-31 | July: 11; August: 16569.25; September: 0; October: B; November: 2; December: 2
2020-01-31 | July: 12; August: 71.5; September: 0; October: B; November: 2; December: 2
2020-01-31 | July: 13; August: 26.5; September: 0; October: B; November: 2; December: 2
2020-01-31 | July: 14; August: 16650; September: 0; October: B; November: 2; December: 2
2020-01-31 | July: 15; August: 15869.75; September: 0; October: B; November: 2; December: 2
2020-01-31 | July: 16; August: 14935; September: 0; October: B; November: 2; December: 2
2020-01-31 | July: 17; August: 14253.75; September: 0; October: B; November: 2; December: 2
2020-01-31 | July: 18; August: 13667.25; September: 0; October: B; November: 1; December: 1
2020-01-31 | July: 19; August: 13208.5; September: 0; October: B; November: 1; December: 1
2020-01-31 | July: 20; August: 12982.75; September: 0; October: B; November: 1; December: 2
2020-01-31 | July: 21; August: 12315.25; September: 0; October: B; November: 2; December: 2
2020-01-31 | July: 22; August: 11050.5; September: 0; October: B; November: 3; December: 3
2020-01-31 | July: 23; August: 10154.75; September: 0; October: B; November: 3; December: 3
2020-02-01 | July: 0; August: 9392.5; September: 0; October: B; November: 3; December: 3
2020-02-01 | July: 1; August: 8987; September: 0; October: B; November: 3; December: 3
2020-02-01 | July: 2; August: 356.25; September: 0; October: B; November: 3; December: 3
2020-02-01 | July: 3; August: 23.75; September: 0; October: B; November: 3; December: 3
2020-02-01 | July: 4; August: 9904.25; September: 0; October: B; November: 3; December: 3
2020-02-01 | July: 5; August: 9802.5; September: 0; October: B; November: 3; December: 3
2020-02-01 | July: 6; August: 9818.75; September: 0; October: B; November: 3; December: 3
2020-02-01 | July: 7; August: 11056.25; September: 0; October: B; November: 2; December: 2
2020-02-01 | July: 8; August: 13037.75; September: 0; October: B; November: 2; December: 2
2020-02-01 | July: 9; August: 13524.25; September: 0; October: B; November: 2; December: 2
2020-02-01 | July: 10; August: 13911.75; September: 0; October: B; November: 2; December: 2
2020-02-01 | July: 11; August: 14171; September: 0; October: B; November: 2; December: 2
2020-02-01 | July: 12; August: 13976; September: 0; October: B; November: 3; December: 3
2020-02-01 | July: 13; August: 13627.75; September: 0; October: B; November: 3; December: 3
2020-02-01 | July: 14; August: 13200.75; September: 0; October: B; November: 3; December: 3
2020-02-01 | July: 15; August: 13000.75; September: 0; October: B; November: 3; December: 3
2020-02-01 | July: 16; August: 12874.75; September: 0; October: B; November: 3; December: 3
2020-02-01 | July: 17; August: 12520.5; September: 0; October: B; November: 3; December: 3
2020-02-01 | July: 18; August: 282.5; September: 0; October: B; November: 2; December: 2
2020-02-01 | July: 19; August: 26.5; September: 0; October: B; November: 2; December: 2
2020-02-01 | July: 20; August: 13785.75; September: 0; October: B; November: 3; December: 3
2020-02-01 | July: 21; August: 12057.5; September: 0; October: B; November: 3; December: 3
2020-02-01 | July: 22; August: 10802; September: 0; October: B; November: 3; December: 3
2020-02-01 | July: 23; August: 9903.25; September: 0; October: B; November: 3; December: 3
2020-02-02 | July: 0; August: 9096.5; September: 0; October: B; November: 3; December: 3
2020-02-02 | July: 1; August: 8725; September: 0; October: B; November: 3; December: 3
2020-02-02 | July: 2; August: 8558.75; September: 0; October: B; November: 3; December: 3
2020-02-02 | July: 3; August: 8486; September: 0; October: B; November: 3; December: 3
2020-02-02 | July: 4; August: 8699.5; September: 0; October: B; November: 3; December: 3
2020-02-02 | July: 5; August: 8828.75; September: 0; October: B; November: 3; December: 3
2020-02-02 | July: 6; August: 9059.25; September: 0; October: B; November: 3; December: 3
2020-02-02 | July: 7; August: 10225.5; September: 0; October: B; November: 3; December: 3
2020-02-02 | July: 8; August: 11545.75; September: 0; October: B; November: 3; December: 3
2020-02-02 | July: 9; August: 12294.75; September: 0; October: B; November: 3; December: 3
2020-02-02 | July: 10; August: 159.5; September: 0; October: B; November: 3; December: 3
2020-02-02 | July: 11; August: 29.25; September: 0; October: B; November: 3; December: 3
2020-02-02 | July: 12; August: 14118; September: 0; October: B; November: 3; December: 3
2020-02-02 | July: 13; August: 13937; September: 0; October: B; November: 3; December: 3
2020-02-02 | July: 14; August: 13441.5; September: 0; October: B; November: 3; December: 3
2020-02-02 | July: 15; August: 13424; September: 0; October: B; November: 3; December: 3
2020-02-02 | July: 16; August: 13476; September: 0; October: B; November: 3; December: 3
2020-02-02 | July: 17; August: 13693; September: 0; October: B; November: 3; December: 3
2020-02-02 | July: 18; August: 13407; September: 0; October: B; November: 2; December: 3
2020-02-02 | July: 19; August: 13100; September: 0; October: B; November: 2; December: 3
2020-02-02 | July: 20; August: 13641.75; September: 0; October: B; November: 3; December: 3
2020-02-02 | July: 21; August: 12531.5; September: 0; October: B; November: 3; December: 3
2020-02-02 | July: 22; August: 11043.25; September: 0; October: B; November: 3; December: 3
2020-02-02 | July: 23; August: 9819.5; September: 0; October: B; November: 3; December: 3
2020-02-03 | July: 0; August: 9142; September: 0; October: B; November: 3; December: 3
2020-02-03 | July: 1; August: 8725.25; September: 0; October: B; November: 3; December: 3
2020-02-03 | July: 2; August: 97.25; September: 0; October: B; November: 3; December: 3
2020-02-03 | July: 3; August: 23.75; September: 0; October: B; November: 3; December: 3
2020-02-03 | July: 4; August: 11130; September: 0; October: B; November: 3; December: 3
2020-02-03 | July: 5; August: 11464.75; September: 0; October: B; November: 3; December: 3
2020-02-03 | July: 6; August: 12378.75; September: 0; October: B; November: 2; December: 2
2020-02-03 | July: 7; August: 14188.5; September: 0; October: B; November: 1; December: 1
2020-02-03 | July: 8; August: 16096.25; September: 0; October: B; November: 1; December: 1
2020-02-03 | July: 9; August: 16951.25; September: 0; October: B; November: 2; December: 1
2020-02-03 | July: 10; August: 17223.25; September: 0; October: B; November: 2; December: 2
2020-02-03 | July: 11; August: 18041.75; September: 0; October: B; November: 2; December: 2
2020-02-03 | July: 12; August: 18420.25; September: 0; October: B; November: 2; December: 2
2020-02-03 | July: 13; August: 18144.25; September: 0; October: B; November: 2; December: 2
2020-02-03 | July: 14; August: 18488.75; September: 0; October: B; November: 2; December: 2
2020-02-03 | July: 15; August: 18376; September: 0; October: B; November: 2; December: 2
2020-02-03 | July: 16; August: 17900.25; September: 0; October: B; November: 2; December: 2
2020-02-03 | July: 17; August: 15731; September: 0; October: B; November: 2; December: 2
2020-02-03 | July: 18; August: 298.5; September: 0; October: B; November: 1; December: 1
2020-02-03 | July: 19; August: 25.5; September: 0; October: B; November: 1; December: 1
2020-02-03 | July: 20; August: 16662.25; September: 0; October: B; November: 1; December: 2
2020-02-03 | July: 21; August: 14258.75; September: 0; October: B; November: 2; December: 2
2020-02-03 | July: 22; August: 12289.5; September: 0; October: B; November: 3; December: 3
2020-02-03 | July: 23; August: 10918; September: 0; October: B; November: 3; December: 3
2020-02-04 | July: 0; August: 10146.25; September: 0; October: B; November: 3; December: 3
2020-02-04 | July: 1; August: 9653.75; September: 0; October: B; November: 3; December: 3
2020-02-04 | July: 2; August: 9571; September: 0; October: B; November: 3; December: 3
2020-02-04 | July: 3; August: 9867.5; September: 0; October: B; November: 3; December: 3
2020-02-04 | July: 4; August: 10466; September: 0; October: B; November: 3; December: 3
2020-02-04 | July: 5; August: 11770.25; September: 0; October: B; November: 3; December: 3
2020-02-04 | July: 6; August: 12601; September: 0; October: B; November: 2; December: 2
2020-02-04 | July: 7; August: 14072.75; September: 0; October: B; November: 1; December: 1
2020-02-04 | July: 8; August: 16184; September: 0; October: B; November: 1; December: 1
2020-02-04 | July: 9; August: 16891.25; September: 0; October: B; November: 2; December: 1
2020-02-04 | July: 10; August: 347.75; September: 0; October: B; November: 2; December: 2
2020-02-04 | July: 11; August: 23.75; September: 0; October: B; November: 2; December: 2
2020-02-04 | July: 12; August: 17029.5; September: 0; October: B; November: 2; December: 2
2020-02-04 | July: 13; August: 19659.5; September: 0; October: B; November: 2; December: 2
2020-02-04 | July: 14; August: 19369.5; September: 0; October: B; November: 2; December: 2
2020-02-04 | July: 15; August: 19088.75; September: 0; October: B; November: 2; December: 2
2020-02-04 | July: 16; August: 18352; September: 0; October: B; November: 2; December: 2
2020-02-04 | July: 17; August: 16617.25; September: 0; October: B; November: 2; December: 2
2020-02-04 | July: 18; August: 16017; September: 0; October: B; November: 1; December: 1
2020-02-04 | July: 19; August: 15867.75; September: 0; October: B; November: 1; December: 1
2020-02-04 | July: 20; August: 15165.25; September: 0; October: B; November: 1; December: 2
2020-02-04 | July: 21; August: 13729.5; September: 0; October: B; November: 2; December: 2
2020-02-04 | July: 22; August: 12239.25; September: 0; October: B; November: 3; December: 3
2020-02-04 | July: 23; August: 10950; September: 0; October: B; November: 3; December: 3
2020-02-05 | July: 0; August: 60.75; September: 0; October: B; November: 3; December: 3
2020-02-05 | July: 1; August: 25.5; September: 0; October: B; November: 3; December: 3
2020-02-05 | July: 2; August: 10922.25; September: 0; October: B; November: 3; December: 3
2020-02-05 | July: 3; August: 10301.5; September: 0; October: B; November: 3; December: 3
2020-02-05 | July: 4; August: 10503; September: 0; October: B; November: 3; December: 3
2020-02-05 | July: 5; August: 11876.25; September: 0; October: B; November: 3; December: 3
2020-02-05 | July: 6; August: 12741.5; September: 0; October: B; November: 2; December: 2
2020-02-05 | July: 7; August: 13557.75; September: 0; October: B; November: 1; December: 1
2020-02-05 | July: 8; August: 16047; September: 0; October: B; November: 1; December: 1
2020-02-05 | July: 9; August: 16675.25; September: 0; October: B; November: 2; December: 1
2020-02-05 | July: 10; August: 16373.75; September: 0; October: B; November: 2; December: 2
2020-02-05 | July: 11; August: 16966.75; September: 0; October: B; November: 2; December: 2
2020-02-05 | July: 12; August: 17126.5; September: 0; October: B; November: 2; December: 2
2020-02-05 | July: 13; August: 16981; September: 0; October: B; November: 2; December: 2
2020-02-05 | July: 14; August: 17068.75; September: 0; October: B; November: 2; December: 2
2020-02-05 | July: 15; August: 16720.25; September: 0; October: B; November: 2; December: 2
2020-02-05 | July: 16; August: 702; September: 0; October: B; November: 2; December: 2
2020-02-05 | July: 17; August: 25.5; September: 0; October: B; November: 2; December: 2
2020-02-05 | July: 18; August: 15573; September: 0; October: B; November: 1; December: 1
2020-02-05 | July: 19; August: 15296.25; September: 0; October: B; November: 1; December: 1
2020-02-05 | July: 20; August: 14384.75; September: 0; October: B; November: 1; December: 2
2020-02-05 | July: 21; August: 12951.75; September: 0; October: B; November: 2; December: 2
2020-02-05 | July: 22; August: 11637.75; September: 0; October: B; November: 3; December: 3
2020-02-05 | July: 23; August: 10666.25; September: 0; October: B; November: 3; December: 3
2020-02-06 | July: 0; August: 10225; September: 0; October: B; November: 3; December: 3
2020-02-06 | July: 1; August: 9555.75; September: 0; October: B; November: 3; December: 3
2020-02-06 | July: 2; August: 9675.5; September: 0; October: B; November: 3; December: 3
2020-02-06 | July: 3; August: 9689; September: 0; October: B; November: 3; December: 3
2020-02-06 | July: 4; August: 9993.75; September: 0; October: B; November: 3; December: 3
2020-02-06 | July: 5; August: 11631; September: 0; October: B; November: 3; December: 3
2020-02-06 | July: 6; August: 12661.5; September: 0; October: B; November: 2; December: 2
2020-02-06 | July: 7; August: 13052; September: 0; October: B; November: 1; December: 1
2020-02-06 | July: 8; August: 167.75; September: 0; October: B; November: 1; December: 1
2020-02-06 | July: 9; August: 26.75; September: 0; October: B; November: 2; December: 1
2020-02-06 | July: 10; August: 14624.5; September: 0; October: B; November: 2; December: 2
2020-02-06 | July: 11; August: 16428; September: 0; October: B; November: 2; December: 2
2020-02-06 | July: 12; August: 16253; September: 0; October: B; November: 2; December: 2
2020-02-06 | July: 13; August: 15956; September: 0; October: B; November: 2; December: 2
2020-02-06 | July: 14; August: 16262.75; September: 0; October: B; November: 2; December: 2
2020-02-06 | July: 15; August: 16499.5; September: 0; October: B; November: 2; December: 2
2020-02-06 | July: 16; August: 16072.5; September: 0; October: B; November: 2; December: 2
2020-02-06 | July: 17; August: 15273; September: 0; October: B; November: 2; December: 2
2020-02-06 | July: 18; August: 14699; September: 0; October: B; November: 1; December: 1
2020-02-06 | July: 19; August: 14285.5; September: 0; October: B; November: 1; December: 1
2020-02-06 | July: 20; August: 14394.5; September: 0; October: B; November: 1; December: 2
2020-02-06 | July: 21; August: 13078.75; September: 0; October: B; November: 2; December: 2
2020-02-06 | July: 22; August: 11345.75; September: 0; October: B; November: 3; December: 3
2020-02-06 | July: 23; August: 10101.25; September: 0; October: B; November: 3; December: 3
2020-02-07 | July: 0; August: 74.5; September: 0; October: B; November: 3; December: 3
2020-02-07 | July: 1; August: 24.5; September: 0; October: B; November: 3; December: 3
2020-02-07 | July: 2; August: 10516.75; September: 0; October: B; November: 3; December: 3
2020-02-07 | July: 3; August: 10019.75; September: 0; October: B; November: 3; December: 3
2020-02-07 | July: 4; August: 10211.75; September: 0; October: B; November: 3; December: 3
2020-02-07 | July: 5; August: 11970.75; September: 0; October: B; November: 3; December: 3
2020-02-07 | July: 6; August: 12840.5; September: 0; October: B; November: 2; December: 2
2020-02-07 | July: 7; August: 13501.75; September: 0; October: B; November: 1; December: 1
2020-02-07 | July: 8; August: 15237.25; September: 0; October: B; November: 1; December: 1
2020-02-07 | July: 9; August: 16140; September: 0; October: B; November: 2; December: 1
2020-02-07 | July: 10; August: 15707.25; September: 0; October: B; November: 2; December: 2
2020-02-07 | July: 11; August: 16111.75; September: 0; October: B; November: 2; December: 2
2020-02-07 | July: 12; August: 15896.5; September: 0; October: B; November: 2; December: 2
2020-02-07 | July: 13; August: 15689.75; September: 0; October: B; November: 2; December: 2
2020-02-07 | July: 14; August: 15731; September: 0; October: B; November: 2; December: 2
2020-02-07 | July: 15; August: 15274; September: 0; October: B; November: 2; December: 2
2020-02-07 | July: 16; August: 142.25; September: 0; October: B; November: 2; December: 2
2020-02-07 | July: 17; August: 26; September: 0; October: B; November: 2; December: 2
2020-02-07 | July: 18; August: 14723.75; September: 0; October: B; November: 1; December: 1
2020-02-07 | July: 19; August: 13991.25; September: 0; October: B; November: 1; December: 1
2020-02-07 | July: 20; August: 13661.75; September: 0; October: B; November: 1; December: 2
2020-02-07 | July: 21; August: 12719.75; September: 0; October: B; November: 2; December: 2
2020-02-07 | July: 22; August: 11543; September: 0; October: B; November: 3; December: 3
2020-02-07 | July: 23; August: 10590.25; September: 0; October: B; November: 3; December: 3
2020-02-08 | July: 0; August: 9796.75; September: 0; October: B; November: 3; December: 3
2020-02-08 | July: 1; August: 9365.5; September: 0; October: B; November: 3; December: 3
2020-02-08 | July: 2; August: 9036.25; September: 0; October: B; November: 3; December: 3
2020-02-08 | July: 3; August: 9080; September: 0; October: B; November: 3; December: 3
2020-02-08 | July: 4; August: 9179.75; September: 0; October: B; November: 3; December: 3
2020-02-08 | July: 5; August: 9574.75; September: 0; October: B; November: 3; December: 3
2020-02-08 | July: 6; August: 9903.75; September: 0; October: B; November: 3; December: 3
2020-02-08 | July: 7; August: 11373.25; September: 0; October: B; November: 2; December: 2
2020-02-08 | July: 8; August: 292.25; September: 0; October: B; November: 2; December: 2
2020-02-08 | July: 9; August: 23; September: 0; October: B; November: 2; December: 2
2020-02-08 | July: 10; August: 15534.75; September: 0; October: B; November: 2; December: 2
2020-02-08 | July: 11; August: 14855; September: 0; October: B; November: 2; December: 2
2020-02-08 | July: 12; August: 14586.5; September: 0; October: B; November: 3; December: 3
2020-02-08 | July: 13; August: 14045; September: 0; October: B; November: 3; December: 3
2020-02-08 | July: 14; August: 13624.25; September: 0; October: B; November: 3; December: 3
2020-02-08 | July: 15; August: 13594.25; September: 0; October: B; November: 3; December: 3
2020-02-08 | July: 16; August: 13474.75; September: 0; October: B; November: 3; December: 3
2020-02-08 | July: 17; August: 13345.75; September: 0; October: B; November: 3; December: 3
2020-02-08 | July: 18; August: 12995.75; September: 0; October: B; November: 2; December: 2
2020-02-08 | July: 19; August: 12449.25; September: 0; October: B; November: 2; December: 2
2020-02-08 | July: 20; August: 12873.75; September: 0; October: B; November: 3; December: 3
2020-02-08 | July: 21; August: 12058.75; September: 0; October: B; November: 3; December: 3
2020-02-08 | July: 22; August: 11057.75; September: 0; October: B; November: 3; December: 3
2020-02-08 | July: 23; August: 10070.25; September: 0; October: B; November: 3; December: 3
2020-02-09 | July: 0; August: 9449; September: 0; October: B; November: 3; December: 3
2020-02-09 | July: 1; August: 8961.5; September: 0; October: B; November: 3; December: 3
2020-02-09 | July: 2; August: 8556.75; September: 0; October: B; November: 3; December: 3
2020-02-09 | July: 3; August: 8601; September: 0; October: B; November: 3; December: 3
2020-02-09 | July: 4; August: 8713.25; September: 0; October: B; November: 3; December: 3
2020-02-09 | July: 5; August: 8986; September: 0; October: B; November: 3; December: 3
2020-02-09 | July: 6; August: 9232.5; September: 0; October: B; November: 3; December: 3
2020-02-09 | July: 7; August: 10372.75; September: 0; October: B; November: 3; December: 3
2020-02-09 | July: 8; August: 11511; September: 0; October: B; November: 3; December: 3
2020-02-09 | July: 9; August: 12388.25; September: 0; October: B; November: 3; December: 3
2020-02-09 | July: 10; August: 12808.5; September: 0; October: B; November: 3; December: 3
2020-02-09 | July: 11; August: 13025; September: 0; October: B; November: 3; December: 3
2020-02-09 | July: 12; August: 13195.75; September: 0; October: B; November: 3; December: 3
2020-02-09 | July: 13; August: 12718.25; September: 0; October: B; November: 3; December: 3
2020-02-09 | July: 14; August: 144; September: 0; October: B; November: 3; December: 3
2020-02-09 | July: 15; August: 24; September: 0; October: B; November: 3; December: 3
2020-02-09 | July: 16; August: 13558; September: 0; October: B; November: 3; December: 3
2020-02-09 | July: 17; August: 13376.25; September: 0; October: B; November: 3; December: 3
2020-02-09 | July: 18; August: 12979.75; September: 0; October: B; November: 2; December: 3
2020-02-09 | July: 19; August: 12696; September: 0; October: B; November: 2; December: 3
2020-02-09 | July: 20; August: 13235.75; September: 0; October: B; November: 3; December: 3
2020-02-09 | July: 21; August: 12061.75; September: 0; October: B; November: 3; December: 3
2020-02-09 | July: 22; August: 10656.75; September: 0; October: B; November: 3; December: 3
2020-02-09 | July: 23; August: 9539.25; September: 0; October: B; November: 3; December: 3
2020-02-10 | July: 0; August: 8989.25; September: 0; October: B; November: 3; December: 3
2020-02-10 | July: 1; August: 8662.25; September: 0; October: B; November: 3; December: 3
2020-02-10 | July: 2; August: 8585.75; September: 0; October: B; November: 3; December: 3
2020-02-10 | July: 3; August: 8767.25; September: 0; October: B; November: 3; December: 3
2020-02-10 | July: 4; August: 9341.75; September: 0; October: B; November: 3; December: 3
2020-02-10 | July: 5; August: 10928.5; September: 0; October: B; November: 3; December: 3
2020-02-10 | July: 6; August: 12074; September: 0; October: B; November: 2; December: 2
2020-02-10 | July: 7; August: 13852.75; September: 0; October: B; November: 1; December: 1
2020-02-10 | July: 8; August: 15619.75; September: 0; October: B; November: 1; December: 1
2020-02-10 | July: 9; August: 16146.75; September: 0; October: B; November: 2; December: 1
2020-02-10 | July: 10; August: 16392.5; September: 0; October: B; November: 2; December: 2
2020-02-10 | July: 11; August: 17057.25; September: 0; October: B; November: 2; December: 2
2020-02-10 | July: 12; August: 17235.75; September: 0; October: B; November: 2; December: 2
2020-02-10 | July: 13; August: 17159.25; September: 0; October: B; November: 2; December: 2
2020-02-10 | July: 14; August: 17798.25; September: 0; October: B; November: 2; December: 2
2020-02-10 | July: 15; August: 17779.25; September: 0; October: B; November: 2; December: 2
2020-02-10 | July: 16; August: 17161.5; September: 0; October: B; November: 2; December: 2
2020-02-10 | July: 17; August: 15735.25; September: 0; October: B; November: 2; December: 2
2020-02-10 | July: 18; August: 15190.5; September: 0; October: B; November: 1; December: 1
2020-02-10 | July: 19; August: 14677.75; September: 0; October: B; November: 1; December: 1
2020-02-10 | July: 20; August: 14603.75; September: 0; October: B; November: 1; December: 2
2020-02-10 | July: 21; August: 12947; September: 0; October: B; November: 2; December: 2
2020-02-10 | July: 22; August: 243; September: 0; October: B; November: 3; December: 3
2020-02-10 | July: 23; August: 23.5; September: 0; October: B; November: 3; December: 3
2020-02-11 | July: 0; August: 10942.75; September: 0; October: B; November: 3; December: 3
2020-02-11 | July: 1; August: 10262.75; September: 0; October: B; November: 3; December: 3
2020-02-11 | July: 2; August: 9699.25; September: 0; October: B; November: 3; December: 3
2020-02-11 | July: 3; August: 9505.5; September: 0; October: B; November: 3; December: 3
2020-02-11 | July: 4; August: 9919; September: 0; October: B; November: 3; December: 3
2020-02-11 | July: 5; August: 11281; September: 0; October: B; November: 3; December: 3
2020-02-11 | July: 6; August: 12501.75; September: 0; October: B; November: 2; December: 2
2020-02-11 | July: 7; August: 13910.75; September: 0; October: B; November: 1; December: 1
2020-02-11 | July: 8; August: 15565.5; September: 0; October: B; November: 1; December: 1
2020-02-11 | July: 9; August: 16647.5; September: 0; October: B; November: 2; December: 1
2020-02-11 | July: 10; August: 16972.5; September: 0; October: B; November: 2; December: 2
2020-02-11 | July: 11; August: 17631.25; September: 0; October: B; November: 2; December: 2
2020-02-11 | July: 12; August: 18050.75; September: 0; October: B; November: 2; December: 2
2020-02-11 | July: 13; August: 18431.25; September: 0; October: B; November: 2; December: 2
2020-02-11 | July: 14; August: 19248.5; September: 0; October: B; November: 2; December: 2
2020-02-11 | July: 15; August: 18803; September: 0; October: B; November: 2; December: 2
2020-02-11 | July: 16; August: 18199; September: 0; October: B; November: 2; December: 2
2020-02-11 | July: 17; August: 16537.5; September: 0; October: B; November: 2; December: 2
2020-02-11 | July: 18; August: 15837; September: 0; October: B; November: 1; December: 1
2020-02-11 | July: 19; August: 15162.25; September: 0; October: B; November: 1; December: 1
2020-02-11 | July: 20; August: 15002; September: 0; October: B; November: 1; December: 2
2020-02-11 | July: 21; August: 13837; September: 0; October: B; November: 2; December: 2
2020-02-11 | July: 22; August: 12195.5; September: 0; October: B; November: 3; December: 3
2020-02-11 | July: 23; August: 11056.5; September: 0; October: B; November: 3; December: 3
2020-02-12 | July: 0; August: 10225.25; September: 0; October: B; November: 3; December: 3
2020-02-12 | July: 1; August: 9770.25; September: 0; October: B; November: 3; December: 3
2020-02-12 | July: 2; August: 9684.75; September: 0; October: B; November: 3; December: 3
2020-02-12 | July: 3; August: 9755.75; September: 0; October: B; November: 3; December: 3
2020-02-12 | July: 4; August: 10112.25; September: 0; October: B; November: 3; December: 3
2020-02-12 | July: 5; August: 11555.75; September: 0; October: B; November: 3; December: 3
2020-02-12 | July: 6; August: 12323; September: 0; October: B; November: 2; December: 2
2020-02-12 | July: 7; August: 13496.75; September: 0; October: B; November: 1; December: 1
2020-02-12 | July: 8; August: 15946.5; September: 0; October: B; November: 1; December: 1
2020-02-12 | July: 9; August: 16704; September: 0; October: B; November: 2; December: 1
2020-02-12 | July: 10; August: 17176.75; September: 0; October: B; November: 2; December: 2
2020-02-12 | July: 11; August: 18010; September: 0; October: B; November: 2; December: 2
2020-02-12 | July: 12; August: 18492; September: 0; October: B; November: 2; December: 2
2020-02-12 | July: 13; August: 18703.75; September: 0; October: B; November: 2; December: 2
2020-02-12 | July: 14; August: 19222.5; September: 0; October: B; November: 2; December: 2
2020-02-12 | July: 15; August: 18920.25; September: 0; October: B; November: 2; December: 2
2020-02-12 | July: 16; August: 17984.5; September: 0; October: B; November: 2; December: 2
2020-02-12 | July: 17; August: 16092.5; September: 0; October: B; November: 2; December: 2
2020-02-12 | July: 18; August: 15344; September: 0; October: B; November: 1; December: 1
2020-02-12 | July: 19; August: 14896.25; September: 0; October: B; November: 1; December: 1
2020-02-12 | July: 20; August: 14718.75; September: 0; October: B; November: 1; December: 2
2020-02-12 | July: 21; August: 13445.75; September: 0; October: B; November: 2; December: 2
2020-02-12 | July: 22; August: 11950.75; September: 0; October: B; November: 3; December: 3
2020-02-12 | July: 23; August: 11064.25; September: 0; October: B; November: 3; December: 3
2020-02-13 | July: 0; August: 10387.25; September: 0; October: B; November: 3; December: 3
2020-02-13 | July: 1; August: 9666; September: 0; October: B; November: 3; December: 3
2020-02-13 | July: 2; August: 9756.25; September: 0; October: B; November: 3; December: 3
2020-02-13 | July: 3; August: 9806.5; September: 0; October: B; November: 3; December: 3
2020-02-13 | July: 4; August: 10115.75; September: 0; October: B; November: 3; December: 3
2020-02-13 | July: 5; August: 11695.5; September: 0; October: B; November: 3; December: 3
2020-02-13 | July: 6; August: 12683; September: 0; October: B; November: 2; December: 2
2020-02-13 | July: 7; August: 13536.25; September: 0; October: B; November: 1; December: 1
2020-02-13 | July: 8; August: 15159.25; September: 0; October: B; November: 1; December: 1
2020-02-13 | July: 9; August: 15836.75; September: 0; October: B; November: 2; December: 1
2020-02-13 | July: 10; August: 15988.75; September: 0; October: B; November: 2; December: 2
2020-02-13 | July: 11; August: 16760.5; September: 0; October: B; November: 2; December: 2
2020-02-13 | July: 12; August: 17076.5; September: 0; October: B; November: 2; December: 2
2020-02-13 | July: 13; August: 17342; September: 0; October: B; November: 2; December: 2
2020-02-13 | July: 14; August: 18059.75; September: 0; October: B; November: 2; December: 2
2020-02-13 | July: 15; August: 18216; September: 0; October: B; November: 2; December: 2
2020-02-13 | July: 16; August: 17448; September: 0; October: B; November: 2; December: 2
2020-02-13 | July: 17; August: 15772.25; September: 0; October: B; November: 2; December: 2
2020-02-13 | July: 18; August: 15205.5; September: 0; October: B; November: 1; December: 1
2020-02-13 | July: 19; August: 15009.5; September: 0; October: B; November: 1; December: 1
2020-02-13 | July: 20; August: 14944.25; September: 0; October: B; November: 1; December: 2
2020-02-13 | July: 21; August: 13630.75; September: 0; October: B; November: 2; December: 2
2020-02-13 | July: 22; August: 11988; September: 0; October: B; November: 3; December: 3
2020-02-13 | July: 23; August: 11036.75; September: 0; October: B; November: 3; December: 3
2020-02-14 | July: 0; August: 10099.75; September: 0; October: B; November: 3; December: 3
2020-02-14 | July: 1; August: 9619.75; September: 0; October: B; November: 3; December: 3
2020-02-14 | July: 2; August: 9556.25; September: 0; October: B; November: 3; December: 3
2020-02-14 | July: 3; August: 9672.25; September: 0; October: B; November: 3; December: 3
2020-02-14 | July: 4; August: 10287; September: 0; October: B; November: 3; December: 3
2020-02-14 | July: 5; August: 11666.5; September: 0; October: B; November: 3; December: 3
2020-02-14 | July: 6; August: 12914.25; September: 0; October: B; November: 2; December: 2
2020-02-14 | July: 7; August: 13423; September: 0; October: B; November: 1; December: 1
2020-02-14 | July: 8; August: 15282; September: 0; October: B; November: 1; December: 1
2020-02-14 | July: 9; August: 16043.75; September: 0; October: B; November: 2; December: 1
2020-02-14 | July: 10; August: 15859.5; September: 0; October: B; November: 2; December: 2
2020-02-14 | July: 11; August: 16452.75; September: 0; October: B; November: 2; December: 2
2020-02-14 | July: 12; August: 16537.5; September: 0; October: B; November: 2; December: 2
2020-02-14 | July: 13; August: 16242.75; September: 0; October: B; November: 2; December: 2
2020-02-14 | July: 14; August: 16110; September: 0; October: B; November: 2; December: 2
2020-02-14 | July: 15; August: 15514.75; September: 0; October: B; November: 2; December: 2
2020-02-14 | July: 16; August: 14892; September: 0; October: B; November: 2; December: 2
2020-02-14 | July: 17; August: 14047.75; September: 0; October: B; November: 2; December: 2
2020-02-14 | July: 18; August: 13330.75; September: 0; October: B; November: 1; December: 1
2020-02-14 | July: 19; August: 12937.25; September: 0; October: B; November: 1; December: 1
2020-02-14 | July: 20; August: 12797.25; September: 0; October: B; November: 1; December: 2
2020-02-14 | July: 21; August: 989.75; September: 0; October: B; November: 2; December: 2
2020-02-14 | July: 22; August: 10448.5; September: 0; October: B; November: 3; December: 3
2020-02-14 | July: 23; August: 10017.25; September: 0; October: B; November: 3; December: 3
2020-02-15 | July: 0; August: 9293; September: 0; October: B; November: 3; December: 3
2020-02-15 | July: 1; August: 8896.5; September: 0; October: B; November: 3; December: 3
2020-02-15 | July: 2; August: 8677.25; September: 0; October: B; November: 3; December: 3
2020-02-15 | July: 3; August: 8665.25; September: 0; October: B; November: 3; December: 3
2020-02-15 | July: 4; August: 8844; September: 0; October: B; November: 3; December: 3
2020-02-15 | July: 5; August: 9383; September: 0; October: B; November: 3; December: 3
2020-02-15 | July: 6; August: 9631; September: 0; October: B; November: 3; December: 3
2020-02-15 | July: 7; August: 10758; September: 0; October: B; November: 2; December: 2
2020-02-15 | July: 8; August: 12605.75; September: 0; October: B; November: 2; December: 2
2020-02-15 | July: 9; August: 13590.25; September: 0; October: B; November: 2; December: 2
2020-02-15 | July: 10; August: 13680.75; September: 0; October: B; November: 2; December: 2
2020-02-15 | July: 11; August: 13393; September: 0; October: B; November: 2; December: 2
2020-02-15 | July: 12; August: 948.5; September: 0; October: B; November: 3; December: 3
2020-02-15 | July: 13; August: 26; September: 0; October: B; November: 3; December: 3
2020-02-15 | July: 14; August: 13093; September: 0; October: B; November: 3; December: 3
2020-02-15 | July: 15; August: 13871.75; September: 0; October: B; November: 3; December: 3
2020-02-15 | July: 16; August: 13444.75; September: 0; October: B; November: 3; December: 3
2020-02-15 | July: 17; August: 12987.75; September: 0; October: B; November: 3; December: 3
2020-02-15 | July: 18; August: 12671.75; September: 0; October: B; November: 2; December: 2
2020-02-15 | July: 19; August: 12064; September: 0; October: B; November: 2; December: 2
2020-02-15 | July: 20; August: 12439.75; September: 0; October: B; November: 3; December: 3
2020-02-15 | July: 21; August: 11703.5; September: 0; October: B; November: 3; December: 3
2020-02-15 | July: 22; August: 10589; September: 0; October: B; November: 3; December: 3
2020-02-15 | July: 23; August: 9798.25; September: 0; October: B; November: 3; December: 3
2020-02-16 | July: 0; August: 9105.75; September: 0; October: B; November: 3; December: 3
2020-02-16 | July: 1; August: 8780.75; September: 0; October: B; November: 3; December: 3
2020-02-16 | July: 2; August: 8646.25; September: 0; October: B; November: 3; December: 3
2020-02-16 | July: 3; August: 8616; September: 0; October: B; November: 3; December: 3
2020-02-16 | July: 4; August: 82.5; September: 0; October: B; November: 3; December: 3
2020-02-16 | July: 5; August: 24.5; September: 0; October: B; November: 3; December: 3
2020-02-16 | July: 6; August: 8835; September: 0; October: B; November: 3; December: 3
2020-02-16 | July: 7; August: 10763; September: 0; October: B; November: 3; December: 3
2020-02-16 | July: 8; August: 11815.75; September: 0; October: B; November: 3; December: 3
2020-02-16 | July: 9; August: 12276.5; September: 0; October: B; November: 3; December: 3
2020-02-16 | July: 10; August: 12432.5; September: 0; October: B; November: 3; December: 3
2020-02-16 | July: 11; August: 12677.75; September: 0; October: B; November: 3; December: 3
2020-02-16 | July: 12; August: 12496.75; September: 0; October: B; November: 3; December: 3
2020-02-16 | July: 13; August: 12243.75; September: 0; October: B; November: 3; December: 3
2020-02-16 | July: 14; August: 12062.25; September: 0; October: B; November: 3; December: 3
2020-02-16 | July: 15; August: 12199.75; September: 0; October: B; November: 3; December: 3
2020-02-16 | July: 16; August: 12466; September: 0; October: B; November: 3; December: 3
2020-02-16 | July: 17; August: 12428; September: 0; October: B; November: 3; December: 3
2020-02-16 | July: 18; August: 12460.75; September: 0; October: B; November: 2; December: 3
2020-02-16 | July: 19; August: 12488.75; September: 0; October: B; November: 2; December: 3
2020-02-16 | July: 20; August: 78.75; September: 0; October: B; November: 3; December: 3
2020-02-16 | July: 21; August: 12534; September: 0; October: B; November: 3; December: 3
2020-02-16 | July: 22; August: 10138.75; September: 0; October: B; November: 3; December: 3
2020-02-16 | July: 23; August: 9043; September: 0; October: B; November: 3; December: 3
2020-02-17 | July: 0; August: 8620; September: 0; October: B; November: 3; December: 3
2020-02-17 | July: 1; August: 8340.75; September: 0; October: B; November: 3; December: 3
2020-02-17 | July: 2; August: 8184.25; September: 0; October: B; November: 3; December: 3
2020-02-17 | July: 3; August: 8410.5; September: 0; October: B; November: 3; December: 3
2020-02-17 | July: 4; August: 8992.5; September: 0; October: B; November: 3; December: 3
2020-02-17 | July: 5; August: 10445.75; September: 0; October: B; November: 3; December: 3
2020-02-17 | July: 6; August: 12028; September: 0; October: B; November: 2; December: 2
2020-02-17 | July: 7; August: 13515.75; September: 0; October: B; November: 1; December: 1
2020-02-17 | July: 8; August: 15202.5; September: 0; October: B; November: 1; December: 1
2020-02-17 | July: 9; August: 15702.25; September: 0; October: B; November: 2; December: 1
2020-02-17 | July: 10; August: 15473.5; September: 0; October: B; November: 2; December: 2
2020-02-17 | July: 11; August: 15708.75; September: 0; October: B; November: 2; December: 2
2020-02-17 | July: 12; August: 15616.5; September: 0; October: B; November: 2; December: 2
2020-02-17 | July: 13; August: 15627.5; September: 0; October: B; November: 2; December: 2
2020-02-17 | July: 14; August: 16076.75; September: 0; October: B; November: 2; December: 2
2020-02-17 | July: 15; August: 15985.25; September: 0; October: B; November: 2; December: 2
2020-02-17 | July: 16; August: 16009.75; September: 0; October: B; November: 2; December: 2
2020-02-17 | July: 17; August: 14707.75; September: 0; October: B; November: 2; December: 2
2020-02-17 | July: 18; August: 14264.5; September: 0; October: B; November: 1; December: 1
2020-02-17 | July: 19; August: 14122; September: 0; October: B; November: 1; December: 1
2020-02-17 | July: 20; August: 13939; September: 0; October: B; November: 1; December: 2
2020-02-17 | July: 21; August: 12368; September: 0; October: B; November: 2; December: 2
2020-02-17 | July: 22; August: 10987.75; September: 0; October: B; November: 3; December: 3
2020-02-17 | July: 23; August: 9991.25; September: 0; October: B; November: 3; December: 3
2020-02-18 | July: 0; August: 9232.5; September: 0; October: B; November: 3; December: 3
2020-02-18 | July: 1; August: 8717; September: 0; October: B; November: 3; December: 3
2020-02-18 | July: 2; August: 8750.75; September: 0; October: B; November: 3; December: 3
2020-02-18 | July: 3; August: 9024.5; September: 0; October: B; November: 3; December: 3
2020-02-18 | July: 4; August: 9574.25; September: 0; October: B; November: 3; December: 3
2020-02-18 | July: 5; August: 11334.25; September: 0; October: B; November: 3; December: 3
2020-02-18 | July: 6; August: 12542.25; September: 0; October: B; November: 2; December: 2
2020-02-18 | July: 7; August: 13165.75; September: 0; October: B; November: 1; December: 1
2020-02-18 | July: 8; August: 14790; September: 0; October: B; November: 1; December: 1
2020-02-18 | July: 9; August: 15929; September: 0; October: B; November: 2; December: 1
2020-02-18 | July: 10; August: 16089; September: 0; October: B; November: 2; December: 2
2020-02-18 | July: 11; August: 16757.5; September: 0; October: B; November: 2; December: 2
2020-02-18 | July: 12; August: 17573.75; September: 0; October: B; November: 2; December: 2
2020-02-18 | July: 13; August: 17369.5; September: 0; October: B; November: 2; December: 2
2020-02-18 | July: 14; August: 17938.75; September: 0; October: B; November: 2; December: 2
2020-02-18 | July: 15; August: 18009; September: 0; October: B; November: 2; December: 2
2020-02-18 | July: 16; August: 17563.25; September: 0; October: B; November: 2; December: 2
2020-02-18 | July: 17; August: 16342.25; September: 0; October: B; November: 2; December: 2
2020-02-18 | July: 18; August: 15802.75; September: 0; October: B; November: 1; December: 1
2020-02-18 | July: 19; August: 15635.5; September: 0; October: B; November: 1; December: 1
2020-02-18 | July: 20; August: 15367; September: 0; October: B; November: 1; December: 2
2020-02-18 | July: 21; August: 13806; September: 0; October: B; November: 2; December: 2
2020-02-18 | July: 22; August: 12182.25; September: 0; October: B; November: 3; December: 3
2020-02-18 | July: 23; August: 11188; September: 0; October: B; November: 3; December: 3
2020-02-19 | July: 0; August: 10263; September: 0; October: B; November: 3; December: 3
2020-02-19 | July: 1; August: 9643.75; September: 0; October: B; November: 3; December: 3
2020-02-19 | July: 2; August: 9624; September: 0; October: B; November: 3; December: 3
2020-02-19 | July: 3; August: 9501.25; September: 0; October: B; November: 3; December: 3
2020-02-19 | July: 4; August: 9991.25; September: 0; October: B; November: 3; December: 3
2020-02-19 | July: 5; August: 11396.5; September: 0; October: B; November: 3; December: 3
2020-02-19 | July: 6; August: 12866; September: 0; October: B; November: 2; December: 2
2020-02-19 | July: 7; August: 13868.5; September: 0; October: B; November: 1; December: 1
2020-02-19 | July: 8; August: 15915.75; September: 0; October: B; November: 1; December: 1
2020-02-19 | July: 9; August: 17035.5; September: 0; October: B; November: 2; December: 1
2020-02-19 | July: 10; August: 17362.5; September: 0; October: B; November: 2; December: 2
2020-02-19 | July: 11; August: 17968; September: 0; October: B; November: 2; December: 2
2020-02-19 | July: 12; August: 18364.25; September: 0; October: B; November: 2; December: 2
2020-02-19 | July: 13; August: 18561.75; September: 0; October: B; November: 2; December: 2
2020-02-19 | July: 14; August: 18792; September: 0; October: B; November: 2; December: 2
2020-02-19 | July: 15; August: 18638.5; September: 0; October: B; November: 2; December: 2
2020-02-19 | July: 16; August: 18111.5; September: 0; October: B; November: 2; December: 2
2020-02-19 | July: 17; August: 16333.25; September: 0; October: B; November: 2; December: 2
2020-02-19 | July: 18; August: 15715.75; September: 0; October: B; November: 1; December: 1
2020-02-19 | July: 19; August: 15201.25; September: 0; October: B; November: 1; December: 1
2020-02-19 | July: 20; August: 14777; September: 0; October: B; November: 1; December: 2
2020-02-19 | July: 21; August: 13343.5; September: 0; October: B; November: 2; December: 2
2020-02-19 | July: 22; August: 12044.75; September: 0; October: B; November: 3; December: 3
2020-02-19 | July: 23; August: 11039.5; September: 0; October: B; November: 3; December: 3
2020-02-20 | July: 0; August: 10115; September: 0; October: B; November: 3; December: 3
2020-02-20 | July: 1; August: 9505.25; September: 0; October: B; November: 3; December: 3
2020-02-20 | July: 2; August: 9522.5; September: 0; October: B; November: 3; December: 3
2020-02-20 | July: 3; August: 9568.5; September: 0; October: B; November: 3; December: 3
2020-02-20 | July: 4; August: 10140.75; September: 0; October: B; November: 3; December: 3
2020-02-20 | July: 5; August: 11797.5; September: 0; October: B; November: 3; December: 3
2020-02-20 | July: 6; August: 13076.25; September: 0; October: B; November: 2; December: 2
2020-02-20 | July: 7; August: 13888; September: 0; October: B; November: 1; December: 1
2020-02-20 | July: 8; August: 15598.75; September: 0; October: B; November: 1; December: 1
2020-02-20 | July: 9; August: 15704.25; September: 0; October: B; November: 2; December: 1
2020-02-20 | July: 10; August: 328; September: 0; October: B; November: 2; December: 2
2020-02-20 | July: 11; August: 26.5; September: 0; October: B; November: 2; December: 2
2020-02-20 | July: 12; August: 17773.5; September: 0; October: B; November: 2; December: 2
2020-02-20 | July: 13; August: 17020.75; September: 0; October: B; November: 2; December: 2
2020-02-20 | July: 14; August: 16909; September: 0; October: B; November: 2; December: 2
2020-02-20 | July: 15; August: 16832; September: 0; October: B; November: 2; December: 2
2020-02-20 | July: 16; August: 16226; September: 0; October: B; November: 2; December: 2
2020-02-20 | July: 17; August: 15084; September: 0; October: B; November: 2; December: 2
2020-02-20 | July: 18; August: 14471; September: 0; October: B; November: 1; December: 1
2020-02-20 | July: 19; August: 14176.5; September: 0; October: B; November: 1; December: 1
2020-02-20 | July: 20; August: 13904.5; September: 0; October: B; November: 1; December: 2
2020-02-20 | July: 21; August: 12341.75; September: 0; October: B; November: 2; December: 2
2020-02-20 | July: 22; August: 10835; September: 0; October: B; November: 3; December: 3
2020-02-20 | July: 23; August: 9625.75; September: 0; October: B; November: 3; December: 3
2020-02-21 | July: 0; August: 33.75; September: 0; October: B; November: 3; December: 3
2020-02-21 | July: 1; August: 28; September: 0; October: B; November: 3; December: 3
2020-02-21 | July: 2; August: 10374.75; September: 0; October: B; November: 3; December: 3
2020-02-21 | July: 3; August: 9764; September: 0; October: B; November: 3; December: 3
2020-02-21 | July: 4; August: 10011; September: 0; October: B; November: 3; December: 3
2020-02-21 | July: 5; August: 11225.75; September: 0; October: B; November: 3; December: 3
2020-02-21 | July: 6; August: 12487.5; September: 0; October: B; November: 2; December: 2
2020-02-21 | July: 7; August: 13724; September: 0; October: B; November: 1; December: 1
2020-02-21 | July: 8; August: 15172.5; September: 0; October: B; November: 1; December: 1
2020-02-21 | July: 9; August: 16113; September: 0; October: B; November: 2; December: 1
2020-02-21 | July: 10; August: 15823.75; September: 0; October: B; November: 2; December: 2
2020-02-21 | July: 11; August: 16282.25; September: 0; October: B; November: 2; December: 2
2020-02-21 | July: 12; August: 16395.5; September: 0; October: B; November: 2; December: 2
2020-02-21 | July: 13; August: 16061.5; September: 0; October: B; November: 2; December: 2
2020-02-21 | July: 14; August: 16029; September: 0; October: B; November: 2; December: 2
2020-02-21 | July: 15; August: 15150.5; September: 0; October: B; November: 2; December: 2
2020-02-21 | July: 16; August: 64.75; September: 0; October: B; November: 2; December: 2
2020-02-21 | July: 17; August: 26.5; September: 0; October: B; November: 2; December: 2
2020-02-21 | July: 18; August: 13140.25; September: 0; October: B; November: 1; December: 1
2020-02-21 | July: 19; August: 14206.5; September: 0; October: B; November: 1; December: 1
2020-02-21 | July: 20; August: 13470.25; September: 0; October: B; November: 1; December: 2
2020-02-21 | July: 21; August: 12358.75; September: 0; October: B; November: 2; December: 2
2020-02-21 | July: 22; August: 11103.75; September: 0; October: B; November: 3; December: 3
2020-02-21 | July: 23; August: 10151.25; September: 0; October: B; November: 3; December: 3
2020-02-22 | July: 0; August: 9453.5; September: 0; October: B; November: 3; December: 3
2020-02-22 | July: 1; August: 9141.75; September: 0; October: B; November: 3; December: 3
2020-02-22 | July: 2; August: 8795.25; September: 0; October: B; November: 3; December: 3
2020-02-22 | July: 3; August: 8962.25; September: 0; October: B; November: 3; December: 3
2020-02-22 | July: 4; August: 9215; September: 0; October: B; November: 3; December: 3
2020-02-22 | July: 5; August: 9675.25; September: 0; October: B; November: 3; December: 3
2020-02-22 | July: 6; August: 10342.25; September: 0; October: B; November: 3; December: 3
2020-02-22 | July: 7; August: 11213.75; September: 0; October: B; November: 2; December: 2
2020-02-22 | July: 8; August: 1146.25; September: 0; October: B; November: 2; December: 2
2020-02-22 | July: 9; August: 30; September: 0; October: B; November: 2; December: 2
2020-02-22 | July: 10; August: 16031; September: 0; October: B; November: 2; December: 2
2020-02-22 | July: 11; August: 14147.25; September: 0; October: B; November: 2; December: 2
2020-02-22 | July: 12; August: 13596; September: 0; October: B; November: 3; December: 3
2020-02-22 | July: 13; August: 13039.75; September: 0; October: B; November: 3; December: 3
2020-02-22 | July: 14; August: 12654.5; September: 0; October: B; November: 3; December: 3
2020-02-22 | July: 15; August: 12484.25; September: 0; October: B; November: 3; December: 3
2020-02-22 | July: 16; August: 12456.5; September: 0; October: B; November: 3; December: 3
2020-02-22 | July: 17; August: 12306.25; September: 0; October: B; November: 3; December: 3
2020-02-22 | July: 18; August: 12163.25; September: 0; October: B; November: 2; December: 2
2020-02-22 | July: 19; August: 11883.25; September: 0; October: B; November: 2; December: 2
2020-02-22 | July: 20; August: 12006.75; September: 0; October: B; November: 3; December: 3
2020-02-22 | July: 21; August: 11110.25; September: 0; October: B; November: 3; December: 3
2020-02-22 | July: 22; August: 10115.75; September: 0; October: B; November: 3; December: 3
2020-02-22 | July: 23; August: 9275.25; September: 0; October: B; November: 3; December: 3
2020-02-23 | July: 0; August: 8696.25; September: 0; October: B; November: 3; December: 3
2020-02-23 | July: 1; August: 8250.25; September: 0; October: B; November: 3; December: 3
2020-02-23 | July: 2; August: 8136.25; September: 0; October: B; November: 3; December: 3
2020-02-23 | July: 3; August: 8159.5; September: 0; October: B; November: 3; December: 3
2020-02-23 | July: 4; August: 8336.75; September: 0; October: B; November: 3; December: 3
2020-02-23 | July: 5; August: 8524; September: 0; October: B; November: 3; December: 3
2020-02-23 | July: 6; August: 8953.25; September: 0; October: B; November: 3; December: 3
2020-02-23 | July: 7; August: 9950.5; September: 0; October: B; November: 3; December: 3
2020-02-23 | July: 8; August: 11134.75; September: 0; October: B; November: 3; December: 3
2020-02-23 | July: 9; August: 11856.5; September: 0; October: B; November: 3; December: 3
2020-02-23 | July: 10; August: 12338; September: 0; October: B; November: 3; December: 3
2020-02-23 | July: 11; August: 12550; September: 0; October: B; November: 3; December: 3
2020-02-23 | July: 12; August: 12529; September: 0; October: B; November: 3; December: 3
2020-02-23 | July: 13; August: 12372.5; September: 0; October: B; November: 3; December: 3
2020-02-23 | July: 14; August: 12378.25; September: 0; October: B; November: 3; December: 3
2020-02-23 | July: 15; August: 12348; September: 0; October: B; November: 3; December: 3
2020-02-23 | July: 16; August: 12616.25; September: 0; October: B; November: 3; December: 3
2020-02-23 | July: 17; August: 12850.75; September: 0; October: B; November: 3; December: 3
2020-02-23 | July: 18; August: 12812; September: 0; October: B; November: 2; December: 3
2020-02-23 | July: 19; August: 12843.5; September: 0; October: B; November: 2; December: 3
2020-02-23 | July: 20; August: 13097.75; September: 0; October: B; November: 3; December: 3
2020-02-23 | July: 21; August: 11784.5; September: 0; October: B; November: 3; December: 3
2020-02-23 | July: 22; August: 10369; September: 0; October: B; November: 3; December: 3
2020-02-23 | July: 23; August: 9236; September: 0; October: B; November: 3; December: 3
2020-02-24 | July: 0; August: 8664.75; September: 0; October: B; November: 3; December: 3
2020-02-24 | July: 1; August: 8394.5; September: 0; October: B; November: 3; December: 3
2020-02-24 | July: 2; August: 8109.75; September: 0; October: B; November: 3; December: 3
2020-02-24 | July: 3; August: 8241; September: 0; October: B; November: 3; December: 3
2020-02-24 | July: 4; August: 8810; September: 0; October: B; November: 3; December: 3
2020-02-24 | July: 5; August: 10398.25; September: 0; October: B; November: 3; December: 3
2020-02-24 | July: 6; August: 12025.25; September: 0; October: B; November: 2; December: 2
2020-02-24 | July: 7; August: 13717; September: 0; October: B; November: 1; December: 1
2020-02-24 | July: 8; August: 14852.75; September: 0; October: B; November: 1; December: 1
2020-02-24 | July: 9; August: 15628; September: 0; October: B; November: 2; December: 1
2020-02-24 | July: 10; August: 15767; September: 0; October: B; November: 2; December: 2
2020-02-24 | July: 11; August: 16428.5; September: 0; October: B; November: 2; December: 2
2020-02-24 | July: 12; August: 17089; September: 0; October: B; November: 2; December: 2
2020-02-24 | July: 13; August: 17061; September: 0; October: B; November: 2; December: 2
2020-02-24 | July: 14; August: 17720.75; September: 0; October: B; November: 2; December: 2
2020-02-24 | July: 15; August: 17700.5; September: 0; October: B; November: 2; December: 2
2020-02-24 | July: 16; August: 17192.25; September: 0; October: B; November: 2; December: 2
2020-02-24 | July: 17; August: 15756.25; September: 0; October: B; November: 2; December: 2
2020-02-24 | July: 18; August: 15075.5; September: 0; October: B; November: 1; December: 1
2020-02-24 | July: 19; August: 14753.25; September: 0; October: B; November: 1; December: 1
2020-02-24 | July: 20; August: 14405; September: 0; October: B; November: 1; December: 2
2020-02-24 | July: 21; August: 12755; September: 0; October: B; November: 2; December: 2
2020-02-24 | July: 22; August: 11318.75; September: 0; October: B; November: 3; December: 3
2020-02-24 | July: 23; August: 10282; September: 0; October: B; November: 3; December: 3
2020-02-25 | July: 0; August: 10024.75; September: 0; October: B; November: 3; December: 3
2020-02-25 | July: 1; August: 9406; September: 0; October: B; November: 3; December: 3
2020-02-25 | July: 2; August: 9426.5; September: 0; October: B; November: 3; December: 3
2020-02-25 | July: 3; August: 9383.25; September: 0; October: B; November: 3; December: 3
2020-02-25 | July: 4; August: 9848; September: 0; October: B; November: 3; December: 3
2020-02-25 | July: 5; August: 11472.25; September: 0; October: B; November: 3; December: 3
2020-02-25 | July: 6; August: 12745.25; September: 0; October: B; November: 2; December: 2
2020-02-25 | July: 7; August: 13728; September: 0; October: B; November: 1; December: 1
2020-02-25 | July: 8; August: 15672; September: 0; October: B; November: 1; December: 1
2020-02-25 | July: 9; August: 16831.75; September: 0; October: B; November: 2; December: 1
2020-02-25 | July: 10; August: 17495.75; September: 0; October: B; November: 2; December: 2
2020-02-25 | July: 11; August: 18569.75; September: 0; October: B; November: 2; December: 2
2020-02-25 | July: 12; August: 18808.25; September: 0; October: B; November: 2; December: 2
2020-02-25 | July: 13; August: 18556.75; September: 0; October: B; November: 2; December: 2
2020-02-25 | July: 14; August: 18939; September: 0; October: B; November: 2; December: 2
2020-02-25 | July: 15; August: 18959.5; September: 0; October: B; November: 2; December: 2
2020-02-25 | July: 16; August: 18084.5; September: 0; October: B; November: 2; December: 2
2020-02-25 | July: 17; August: 16439.5; September: 0; October: B; November: 2; December: 2
2020-02-25 | July: 18; August: 15646.25; September: 0; October: B; November: 1; December: 1
2020-02-25 | July: 19; August: 15452; September: 0; October: B; November: 1; December: 1
2020-02-25 | July: 20; August: 15215.25; September: 0; October: B; November: 1; December: 2
2020-02-25 | July: 21; August: 13755; September: 0; October: B; November: 2; December: 2
2020-02-25 | July: 22; August: 12182.75; September: 0; October: B; November: 3; December: 3
2020-02-25 | July: 23; August: 11040.5; September: 0; October: B; November: 3; December: 3
2020-02-26 | July: 0; August: 10255; September: 0; October: B; November: 3; December: 3
2020-02-26 | July: 1; August: 9644.25; September: 0; October: B; November: 3; December: 3
2020-02-26 | July: 2; August: 9667.75; September: 0; October: B; November: 3; December: 3
2020-02-26 | July: 3; August: 9669.75; September: 0; October: B; November: 3; December: 3
2020-02-26 | July: 4; August: 9858.75; September: 0; October: B; November: 3; December: 3
2020-02-26 | July: 5; August: 11454.25; September: 0; October: B; November: 3; December: 3
2020-02-26 | July: 6; August: 12883.75; September: 0; October: B; November: 2; December: 2
2020-02-26 | July: 7; August: 13717.5; September: 0; October: B; November: 1; December: 1
2020-02-26 | July: 8; August: 15576.5; September: 0; October: B; November: 1; December: 1
2020-02-26 | July: 9; August: 16533.5; September: 0; October: B; November: 2; December: 1
2020-02-26 | July: 10; August: 16320.25; September: 0; October: B; November: 2; December: 2
2020-02-26 | July: 11; August: 16477.25; September: 0; October: B; November: 2; December: 2
2020-02-26 | July: 12; August: 16593; September: 0; October: B; November: 2; December: 2
2020-02-26 | July: 13; August: 16449; September: 0; October: B; November: 2; December: 2
2020-02-26 | July: 14; August: 16815; September: 0; October: B; November: 2; December: 2
2020-02-26 | July: 15; August: 16677.25; September: 0; October: B; November: 2; December: 2
2020-02-26 | July: 16; August: 16007.25; September: 0; October: B; November: 2; December: 2
2020-02-26 | July: 17; August: 14939.25; September: 0; October: B; November: 2; December: 2
2020-02-26 | July: 18; August: 14508.5; September: 0; October: B; November: 1; December: 1
2020-02-26 | July: 19; August: 14517.25; September: 0; October: B; November: 1; December: 1
2020-02-26 | July: 20; August: 13884; September: 0; October: B; November: 1; December: 2
2020-02-26 | July: 21; August: 12526.25; September: 0; October: B; November: 2; December: 2
2020-02-26 | July: 22; August: 11184.25; September: 0; October: B; November: 3; December: 3
2020-02-26 | July: 23; August: 10240.25; September: 0; October: B; November: 3; December: 3
2020-02-27 | July: 0; August: 9486.75; September: 0; October: B; November: 3; December: 3
2020-02-27 | July: 1; August: 8880; September: 0; October: B; November: 3; December: 3
2020-02-27 | July: 2; August: 8862.5; September: 0; October: B; November: 3; December: 3
2020-02-27 | July: 3; August: 8957.75; September: 0; October: B; November: 3; December: 3
2020-02-27 | July: 4; August: 9559.5; September: 0; October: B; November: 3; December: 3
2020-02-27 | July: 5; August: 11348.25; September: 0; October: B; November: 3; December: 3
2020-02-27 | July: 6; August: 12981.75; September: 0; October: B; November: 2; December: 2
2020-02-27 | July: 7; August: 13362; September: 0; October: B; November: 1; December: 1
2020-02-27 | July: 8; August: 14935; September: 0; October: B; November: 1; December: 1
2020-02-27 | July: 9; August: 15422.25; September: 0; October: B; November: 2; December: 1
2020-02-27 | July: 10; August: 15072; September: 0; October: B; November: 2; December: 2
2020-02-27 | July: 11; August: 15437.75; September: 0; October: B; November: 2; December: 2
2020-02-27 | July: 12; August: 15326.5; September: 0; October: B; November: 2; December: 2
2020-02-27 | July: 13; August: 14894.5; September: 0; October: B; November: 2; December: 2
2020-02-27 | July: 14; August: 15293.75; September: 0; October: B; November: 2; December: 2
2020-02-27 | July: 15; August: 15294; September: 0; October: B; November: 2; December: 2
2020-02-27 | July: 16; August: 14890; September: 0; October: B; November: 2; December: 2
2020-02-27 | July: 17; August: 14083.5; September: 0; October: B; November: 2; December: 2
2020-02-27 | July: 18; August: 14008.75; September: 0; October: B; November: 1; December: 1
2020-02-27 | July: 19; August: 14129; September: 0; October: B; November: 1; December: 1
2020-02-27 | July: 20; August: 13955.75; September: 0; October: B; November: 1; December: 2
2020-02-27 | July: 21; August: 12671.75; September: 0; October: B; November: 2; December: 2
2020-02-27 | July: 22; August: 10994.5; September: 0; October: B; November: 3; December: 3
2020-02-27 | July: 23; August: 10096.25; September: 0; October: B; November: 3; December: 3
2020-02-28 | July: 0; August: 9214.25; September: 0; October: B; November: 3; December: 3
2020-02-28 | July: 1; August: 8793; September: 0; October: B; November: 3; December: 3
2020-02-28 | July: 2; August: 8800; September: 0; October: B; November: 3; December: 3
2020-02-28 | July: 3; August: 9098.5; September: 0; October: B; November: 3; December: 3
2020-02-28 | July: 4; August: 9919; September: 0; October: B; November: 3; December: 3
2020-02-28 | July: 5; August: 11334.75; September: 0; October: B; November: 3; December: 3
2020-02-28 | July: 6; August: 12577.75; September: 0; October: B; November: 2; December: 2
2020-02-28 | July: 7; August: 13353; September: 0; October: B; November: 1; December: 1
2020-02-28 | July: 8; August: 14685.25; September: 0; October: B; November: 1; December: 1
2020-02-28 | July: 9; August: 15576; September: 0; October: B; November: 2; December: 1
2020-02-28 | July: 10; August: 15545.5; September: 0; October: B; November: 2; December: 2
2020-02-28 | July: 11; August: 15801; September: 0; October: B; November: 2; December: 2
2020-02-28 | July: 12; August: 15846.25; September: 0; October: B; November: 2; December: 2
2020-02-28 | July: 13; August: 15494.5; September: 0; October: B; November: 2; December: 2
2020-02-28 | July: 14; August: 15499.75; September: 0; October: B; November: 2; December: 2
2020-02-28 | July: 15; August: 15322.75; September: 0; October: B; November: 2; December: 2
2020-02-28 | July: 16; August: 14825.75; September: 0; October: B; November: 2; December: 2
2020-02-28 | July: 17; August: 14138.25; September: 0; October: B; November: 2; December: 2
2020-02-28 | July: 18; August: 13579.25; September: 0; October: B; November: 1; December: 1
2020-02-28 | July: 19; August: 13336.5; September: 0; October: B; November: 1; December: 1
2020-02-28 | July: 20; August: 12966; September: 0; October: B; November: 1; December: 2
2020-02-28 | July: 21; August: 11968.75; September: 0; October: B; November: 2; December: 2
2020-02-28 | July: 22; August: 10812.5; September: 0; October: B; November: 3; December: 3
2020-02-28 | July: 23; August: 9752.75; September: 0; October: B; November: 3; December: 3
2020-02-29 | July: 0; August: 9069.25; September: 0; October: B; November: 3; December: 3
2020-02-29 | July: 1; August: 8667.5; September: 0; October: B; November: 3; December: 3
2020-02-29 | July: 2; August: 8528.25; September: 0; October: B; November: 3; December: 3
2020-02-29 | July: 3; August: 8646; September: 0; October: B; November: 3; December: 3
2020-02-29 | July: 4; August: 8864.75; September: 0; October: B; November: 3; December: 3
2020-02-29 | July: 5; August: 9353.25; September: 0; October: B; November: 3; December: 3
2020-02-29 | July: 6; August: 9861.75; September: 0; October: B; November: 3; December: 3
2020-02-29 | July: 7; August: 11108.5; September: 0; October: B; November: 2; December: 2
2020-02-29 | July: 8; August: 12777.25; September: 0; October: B; November: 2; December: 2
2020-02-29 | July: 9; August: 13403.75; September: 0; October: B; November: 2; December: 2
2020-02-29 | July: 10; August: 13498.5; September: 0; October: B; November: 2; December: 2
2020-02-29 | July: 11; August: 13698; September: 0; October: B; November: 2; December: 2
2020-02-29 | July: 12; August: 13664.5; September: 0; October: B; November: 3; December: 3
2020-02-29 | July: 13; August: 13484.5; September: 0; October: B; November: 3; December: 3
2020-02-29 | July: 14; August: 13150.5; September: 0; October: B; November: 3; December: 3
2020-02-29 | July: 15; August: 13240.25; September: 0; October: B; November: 3; December: 3
2020-02-29 | July: 16; August: 13195; September: 0; October: B; November: 3; December: 3
2020-02-29 | July: 17; August: 12845.75; September: 0; October: B; November: 3; December: 3
2020-02-29 | July: 18; August: 12459.5; September: 0; October: B; November: 2; December: 2
2020-02-29 | July: 19; August: 12311.75; September: 0; October: B; November: 2; December: 2
2020-02-29 | July: 20; August: 12178.75; September: 0; October: B; November: 3; December: 3
2020-02-29 | July: 21; August: 11294; September: 0; October: B; November: 3; December: 3
2020-02-29 | July: 22; August: 10451; September: 0; October: B; November: 3; December: 3
2020-02-29 | July: 23; August: 9711.25; September: 0; October: B; November: 3; December: 3
2020-03-01 | July: 0; August: 9004.5; September: 0; October: B; November: 3; December: 3
2020-03-01 | July: 1; August: 8643.75; September: 0; October: B; November: 3; December: 3
2020-03-01 | July: 2; August: 8464.25; September: 0; October: B; November: 3; December: 3
2020-03-01 | July: 3; August: 8426; September: 0; October: B; November: 3; December: 3
2020-03-01 | July: 4; August: 8614; September: 0; October: B; November: 3; December: 3
2020-03-01 | July: 5; August: 8753.75; September: 0; October: B; November: 3; December: 3
2020-03-01 | July: 6; August: 9067.75; September: 0; October: B; November: 3; December: 3
2020-03-01 | July: 7; August: 10078.5; September: 0; October: B; November: 3; December: 3
2020-03-01 | July: 8; August: 11159; September: 0; October: B; November: 3; December: 3
2020-03-01 | July: 9; August: 11846.25; September: 0; October: B; November: 3; December: 3
2020-03-01 | July: 10; August: 12058.25; September: 0; October: B; November: 3; December: 3
2020-03-01 | July: 11; August: 12352.75; September: 0; October: B; November: 3; December: 3
2020-03-01 | July: 12; August: 12787.5; September: 0; October: B; November: 3; December: 3
2020-03-01 | July: 13; August: 12668.75; September: 0; October: B; November: 3; December: 3
2020-03-01 | July: 14; August: 12749; September: 0; October: B; November: 3; December: 3
2020-03-01 | July: 15; August: 12870.25; September: 0; October: B; November: 3; December: 3
2020-03-01 | July: 16; August: 13128.25; September: 0; October: B; November: 3; December: 3
2020-03-01 | July: 17; August: 13067.75; September: 0; October: B; November: 3; December: 3
2020-03-01 | July: 18; August: 12901.75; September: 0; October: B; November: 2; December: 3
2020-03-01 | July: 19; August: 13096.75; September: 0; October: B; November: 2; December: 3
2020-03-01 | July: 20; August: 13059.5; September: 0; October: B; November: 3; December: 3
2020-03-01 | July: 21; August: 11755.5; September: 0; October: B; November: 3; December: 3
2020-03-01 | July: 22; August: 10212.75; September: 0; October: B; November: 3; December: 3
2020-03-01 | July: 23; August: 9320.25; September: 0; October: B; November: 3; December: 3
2020-03-02 | July: 0; August: 8714; September: 0; October: B; November: 3; December: 3
2020-03-02 | July: 1; August: 8352.75; September: 0; October: B; November: 3; December: 3
2020-03-02 | July: 2; August: 8179; September: 0; October: B; November: 3; December: 3
2020-03-02 | July: 3; August: 8367.75; September: 0; October: B; November: 3; December: 3
2020-03-02 | July: 4; August: 8861.5; September: 0; October: B; November: 3; December: 3
2020-03-02 | July: 5; August: 10417.25; September: 0; October: B; November: 3; December: 3
2020-03-02 | July: 6; August: 12211.75; September: 0; October: B; November: 2; December: 2
2020-03-02 | July: 7; August: 12867.5; September: 0; October: B; November: 1; December: 1
2020-03-02 | July: 8; August: 14225.75; September: 0; October: B; November: 1; December: 1
2020-03-02 | July: 9; August: 15159; September: 0; October: B; November: 2; December: 1
2020-03-02 | July: 10; August: 15552.5; September: 0; October: B; November: 2; December: 2
2020-03-02 | July: 11; August: 16032.5; September: 0; October: B; November: 2; December: 2
2020-03-02 | July: 12; August: 16168; September: 0; October: B; November: 2; December: 2
2020-03-02 | July: 13; August: 16278.25; September: 0; October: B; November: 2; December: 2
2020-03-02 | July: 14; August: 16710; September: 0; October: B; November: 2; December: 2
2020-03-02 | July: 15; August: 16866.25; September: 0; October: B; November: 2; December: 2
2020-03-02 | July: 16; August: 16418.25; September: 0; October: B; November: 2; December: 2
2020-03-02 | July: 17; August: 15347; September: 0; October: B; November: 2; December: 2
2020-03-02 | July: 18; August: 14820.75; September: 0; October: B; November: 1; December: 1
2020-03-02 | July: 19; August: 14605.75; September: 0; October: B; November: 1; December: 1
2020-03-02 | July: 20; August: 13973.25; September: 0; October: B; November: 1; December: 2
2020-03-02 | July: 21; August: 12338.75; September: 0; October: B; November: 2; December: 2
2020-03-02 | July: 22; August: 10781.5; September: 0; October: B; November: 3; December: 3
2020-03-02 | July: 23; August: 9948.75; September: 0; October: B; November: 3; December: 3
2020-03-03 | July: 0; August: 9350; September: 0; October: B; November: 3; December: 3
2020-03-03 | July: 1; August: 9080.25; September: 0; October: B; November: 3; December: 3
2020-03-03 | July: 2; August: 8993.5; September: 0; October: B; November: 3; December: 3
2020-03-03 | July: 3; August: 9202.5; September: 0; October: B; November: 3; December: 3
2020-03-03 | July: 4; August: 9627.25; September: 0; October: B; November: 3; December: 3
2020-03-03 | July: 5; August: 11094; September: 0; October: B; November: 3; December: 3
2020-03-03 | July: 6; August: 12493.25; September: 0; October: B; November: 2; December: 2
2020-03-03 | July: 7; August: 13364.75; September: 0; October: B; November: 1; December: 1
2020-03-03 | July: 8; August: 15466.25; September: 0; October: B; November: 1; December: 1
2020-03-03 | July: 9; August: 16598.5; September: 0; October: B; November: 2; December: 1
2020-03-03 | July: 10; August: 16461.5; September: 0; October: B; November: 2; December: 2
2020-03-03 | July: 11; August: 17217.25; September: 0; October: B; November: 2; December: 2
2020-03-03 | July: 12; August: 17754.25; September: 0; October: B; November: 2; December: 2
2020-03-03 | July: 13; August: 18015.25; September: 0; October: B; November: 2; December: 2
2020-03-03 | July: 14; August: 18749.75; September: 0; October: B; November: 2; December: 2
2020-03-03 | July: 15; August: 18586.25; September: 0; October: B; November: 2; December: 2
2020-03-03 | July: 16; August: 17979.5; September: 0; October: B; November: 2; December: 2
2020-03-03 | July: 17; August: 16378.25; September: 0; October: B; November: 2; December: 2
2020-03-03 | July: 18; August: 15722; September: 0; October: B; November: 1; December: 1
2020-03-03 | July: 19; August: 15651.25; September: 0; October: B; November: 1; December: 1
2020-03-03 | July: 20; August: 15612.75; September: 0; October: B; November: 1; December: 2
2020-03-03 | July: 21; August: 13910.5; September: 0; October: B; November: 2; December: 2
2020-03-03 | July: 22; August: 12195.5; September: 0; October: B; November: 3; December: 3
2020-03-03 | July: 23; August: 11017.25; September: 0; October: B; November: 3; December: 3
2020-03-04 | July: 0; August: 10145; September: 0; October: B; November: 3; December: 3
2020-03-04 | July: 1; August: 9572.75; September: 0; October: B; November: 3; December: 3
2020-03-04 | July: 2; August: 9537; September: 0; October: B; November: 3; December: 3
2020-03-04 | July: 3; August: 9435.75; September: 0; October: B; November: 3; December: 3
2020-03-04 | July: 4; August: 10046; September: 0; October: B; November: 3; December: 3
2020-03-04 | July: 5; August: 11832.75; September: 0; October: B; November: 3; December: 3
2020-03-04 | July: 6; August: 13140.75; September: 0; October: B; November: 2; December: 2
2020-03-04 | July: 7; August: 13726.5; September: 0; October: B; November: 1; December: 1
2020-03-04 | July: 8; August: 15366.75; September: 0; October: B; November: 1; December: 1
2020-03-04 | July: 9; August: 15837.75; September: 0; October: B; November: 2; December: 1
2020-03-04 | July: 10; August: 15878; September: 0; October: B; November: 2; December: 2
2020-03-04 | July: 11; August: 16405.5; September: 0; October: B; November: 2; December: 2
2020-03-04 | July: 12; August: 16377.25; September: 0; October: B; November: 2; December: 2
2020-03-04 | July: 13; August: 16316; September: 0; October: B; November: 2; December: 2
2020-03-04 | July: 14; August: 16948; September: 0; October: B; November: 2; December: 2
2020-03-04 | July: 15; August: 17132.75; September: 0; October: B; November: 2; December: 2
2020-03-04 | July: 16; August: 16888; September: 0; October: B; November: 2; December: 2
2020-03-04 | July: 17; August: 15808.75; September: 0; October: B; November: 2; December: 2
2020-03-04 | July: 18; August: 15226.75; September: 0; October: B; November: 1; December: 1
2020-03-04 | July: 19; August: 15122.25; September: 0; October: B; November: 1; December: 1
2020-03-04 | July: 20; August: 14095; September: 0; October: B; November: 1; December: 2
2020-03-04 | July: 21; August: 12743.25; September: 0; October: B; November: 2; December: 2
2020-03-04 | July: 22; August: 11297.5; September: 0; October: B; November: 3; December: 3
2020-03-04 | July: 23; August: 10351; September: 0; October: B; November: 3; December: 3
2020-03-05 | July: 0; August: 9563.5; September: 0; October: B; November: 3; December: 3
2020-03-05 | July: 1; August: 9182.25; September: 0; October: B; November: 3; December: 3
2020-03-05 | July: 2; August: 9261.25; September: 0; October: B; November: 3; December: 3
2020-03-05 | July: 3; August: 9574.25; September: 0; October: B; November: 3; December: 3
2020-03-05 | July: 4; August: 10028.75; September: 0; October: B; November: 3; December: 3
2020-03-05 | July: 5; August: 11665.25; September: 0; October: B; November: 3; December: 3
2020-03-05 | July: 6; August: 12998.75; September: 0; October: B; November: 2; December: 2
2020-03-05 | July: 7; August: 13537.25; September: 0; October: B; November: 1; December: 1
2020-03-05 | July: 8; August: 15370.25; September: 0; October: B; November: 1; December: 1
2020-03-05 | July: 9; August: 15877; September: 0; October: B; November: 2; December: 1
2020-03-05 | July: 10; August: 15786; September: 0; October: B; November: 2; December: 2
2020-03-05 | July: 11; August: 16554; September: 0; October: B; November: 2; December: 2
2020-03-05 | July: 12; August: 16553.5; September: 0; October: B; November: 2; December: 2
2020-03-05 | July: 13; August: 15829.5; September: 0; October: B; November: 2; December: 2
2020-03-05 | July: 14; August: 16944.75; September: 0; October: B; November: 2; December: 2
2020-03-05 | July: 15; August: 16815.75; September: 0; October: B; November: 2; December: 2
2020-03-05 | July: 16; August: 16372.5; September: 0; October: B; November: 2; December: 2
2020-03-05 | July: 17; August: 15249.75; September: 0; October: B; November: 2; December: 2
2020-03-05 | July: 18; August: 14893.25; September: 0; October: B; November: 1; December: 1
2020-03-05 | July: 19; August: 15044; September: 0; October: B; November: 1; December: 1
2020-03-05 | July: 20; August: 14211.5; September: 0; October: B; November: 1; December: 2
2020-03-05 | July: 21; August: 12342.75; September: 0; October: B; November: 2; December: 2
2020-03-05 | July: 22; August: 10986.25; September: 0; October: B; November: 3; December: 3
2020-03-05 | July: 23; August: 10224.75; September: 0; October: B; November: 3; December: 3
2020-03-06 | July: 0; August: 9542.5; September: 0; October: B; November: 3; December: 3
2020-03-06 | July: 1; August: 9149.5; September: 0; October: B; November: 3; December: 3
2020-03-06 | July: 2; August: 9119.25; September: 0; October: B; November: 3; December: 3
2020-03-06 | July: 3; August: 9353.5; September: 0; October: B; November: 3; December: 3
2020-03-06 | July: 4; August: 9917.25; September: 0; October: B; November: 3; December: 3
2020-03-06 | July: 5; August: 11384; September: 0; October: B; November: 3; December: 3
2020-03-06 | July: 6; August: 13152.5; September: 0; October: B; November: 2; December: 2
2020-03-06 | July: 7; August: 14319.5; September: 0; October: B; November: 1; December: 1
2020-03-06 | July: 8; August: 15998.25; September: 0; October: B; November: 1; December: 1
2020-03-06 | July: 9; August: 16731.25; September: 0; October: B; November: 2; December: 1
2020-03-06 | July: 10; August: 16692.25; September: 0; October: B; November: 2; December: 2
2020-03-06 | July: 11; August: 16963; September: 0; October: B; November: 2; December: 2
2020-03-06 | July: 12; August: 17064; September: 0; October: B; November: 2; December: 2
2020-03-06 | July: 13; August: 17028; September: 0; October: B; November: 2; December: 2
2020-03-06 | July: 14; August: 17529; September: 0; October: B; November: 2; December: 2
2020-03-06 | July: 15; August: 17631; September: 0; October: B; November: 2; December: 2
2020-03-06 | July: 16; August: 16988.75; September: 0; October: B; November: 2; December: 2
2020-03-06 | July: 17; August: 16071.75; September: 0; October: B; November: 2; December: 2
2020-03-06 | July: 18; August: 14973; September: 0; October: B; November: 1; December: 1
2020-03-06 | July: 19; August: 14642.5; September: 0; October: B; November: 1; December: 1
2020-03-06 | July: 20; August: 13792; September: 0; October: B; November: 1; December: 2
2020-03-06 | July: 21; August: 12825.25; September: 0; October: B; November: 2; December: 2
2020-03-06 | July: 22; August: 11889; September: 0; October: B; November: 3; December: 3
2020-03-06 | July: 23; August: 10933; September: 0; October: B; November: 3; December: 3
2020-03-07 | July: 0; August: 10191; September: 0; October: B; November: 3; December: 3
2020-03-07 | July: 1; August: 9787.5; September: 0; October: B; November: 3; December: 3
2020-03-07 | July: 2; August: 9450; September: 0; October: B; November: 3; December: 3
2020-03-07 | July: 3; August: 9517.5; September: 0; October: B; November: 3; December: 3
2020-03-07 | July: 4; August: 9652.25; September: 0; October: B; November: 3; December: 3
2020-03-07 | July: 5; August: 9876.25; September: 0; October: B; November: 3; December: 3
2020-03-07 | July: 6; August: 10354.75; September: 0; October: B; November: 3; December: 3
2020-03-07 | July: 7; August: 11416.75; September: 0; October: B; November: 2; December: 2
2020-03-07 | July: 8; August: 13185.75; September: 0; October: B; November: 2; December: 2
2020-03-07 | July: 9; August: 13884.5; September: 0; October: B; November: 2; December: 2
2020-03-07 | July: 10; August: 13975.5; September: 0; October: B; November: 2; December: 2
2020-03-07 | July: 11; August: 14278.5; September: 0; October: B; November: 2; December: 2
2020-03-07 | July: 12; August: 14314.25; September: 0; October: B; November: 3; December: 3
2020-03-07 | July: 13; August: 14177.25; September: 0; October: B; November: 3; December: 3
2020-03-07 | July: 14; August: 13974; September: 0; October: B; November: 3; December: 3
2020-03-07 | July: 15; August: 13955.25; September: 0; October: B; November: 3; December: 3
2020-03-07 | July: 16; August: 13845.75; September: 0; October: B; November: 3; December: 3
2020-03-07 | July: 17; August: 13483.75; September: 0; October: B; November: 3; December: 3
2020-03-07 | July: 18; August: 13116.5; September: 0; October: B; November: 2; December: 2
2020-03-07 | July: 19; August: 12785; September: 0; October: B; November: 2; December: 2
2020-03-07 | July: 20; August: 12498.75; September: 0; October: B; November: 3; December: 3
2020-03-07 | July: 21; August: 11689.5; September: 0; October: B; November: 3; December: 3
2020-03-07 | July: 22; August: 10753.75; September: 0; October: B; November: 3; December: 3
2020-03-07 | July: 23; August: 9849.5; September: 0; October: B; November: 3; December: 3
2020-03-08 | July: 0; August: 9270; September: 0; October: B; November: 3; December: 3
2020-03-08 | July: 1; August: 8773.75; September: 0; October: B; November: 3; December: 3
2020-03-08 | July: 2; August: 8462.5; September: 0; October: B; November: 3; December: 3
2020-03-08 | July: 3; August: 8505.75; September: 0; October: B; November: 3; December: 3
2020-03-08 | July: 4; August: 8673.5; September: 0; October: B; November: 3; December: 3
2020-03-08 | July: 5; August: 8840.25; September: 0; October: B; November: 3; December: 3
2020-03-08 | July: 6; August: 9216.5; September: 0; October: B; November: 3; December: 3
2020-03-08 | July: 7; August: 9925; September: 0; October: B; November: 3; December: 3
2020-03-08 | July: 8; August: 11025.25; September: 0; October: B; November: 3; December: 3
2020-03-08 | July: 9; August: 11785.25; September: 0; October: B; November: 3; December: 3
2020-03-08 | July: 10; August: 11969.75; September: 0; October: B; November: 3; December: 3
2020-03-08 | July: 11; August: 12172.75; September: 0; October: B; November: 3; December: 3
2020-03-08 | July: 12; August: 12310; September: 0; October: B; November: 3; December: 3
2020-03-08 | July: 13; August: 12057.5; September: 0; October: B; November: 3; December: 3
2020-03-08 | July: 14; August: 11818.75; September: 0; October: B; November: 3; December: 3
2020-03-08 | July: 15; August: 11673.5; September: 0; October: B; November: 3; December: 3
2020-03-08 | July: 16; August: 11860.75; September: 0; October: B; November: 3; December: 3
2020-03-08 | July: 17; August: 12158.5; September: 0; October: B; November: 3; December: 3
2020-03-08 | July: 18; August: 12058; September: 0; October: B; November: 2; December: 3
2020-03-08 | July: 19; August: 12468; September: 0; October: B; November: 2; December: 3
2020-03-08 | July: 20; August: 11866.5; September: 0; October: B; November: 3; December: 3
2020-03-08 | July: 21; August: 10471.5; September: 0; October: B; November: 3; December: 3
2020-03-08 | July: 22; August: 9402.75; September: 0; October: B; November: 3; December: 3
2020-03-08 | July: 23; August: 8502.25; September: 0; October: B; November: 3; December: 3
2020-03-09 | July: 0; August: 8002.25; September: 0; October: B; November: 3; December: 3
2020-03-09 | July: 1; August: 7934.75; September: 0; October: B; November: 3; December: 3
2020-03-09 | July: 2; August: 7845; September: 0; October: B; November: 3; December: 3
2020-03-09 | July: 3; August: 8009.25; September: 0; October: B; November: 3; December: 3
2020-03-09 | July: 4; August: 8732; September: 0; October: B; November: 3; December: 3
2020-03-09 | July: 5; August: 10320.75; September: 0; October: B; November: 3; December: 3
2020-03-09 | July: 6; August: 12204.5; September: 0; October: B; November: 2; December: 2
2020-03-09 | July: 7; August: 13534.5; September: 0; October: B; November: 1; December: 1
2020-03-09 | July: 8; August: 14447.75; September: 0; October: B; November: 1; December: 1
2020-03-09 | July: 9; August: 15464.75; September: 0; October: B; November: 2; December: 1
2020-03-09 | July: 10; August: 15624.25; September: 0; October: B; November: 2; December: 2
2020-03-09 | July: 11; August: 16081.5; September: 0; October: B; November: 2; December: 2
2020-03-09 | July: 12; August: 16389.75; September: 0; October: B; November: 2; December: 2
2020-03-09 | July: 13; August: 15766.25; September: 0; October: B; November: 2; December: 2
2020-03-09 | July: 14; August: 391.25; September: 0; October: B; November: 2; December: 2
2020-03-09 | July: 15; August: 54.25; September: 0; October: B; November: 2; December: 2
2020-03-09 | July: 16; August: 15778.5; September: 0; October: B; November: 2; December: 2
2020-03-09 | July: 17; August: 15371.25; September: 0; October: B; November: 2; December: 2
2020-03-09 | July: 18; August: 14999; September: 0; October: B; November: 1; December: 1
2020-03-09 | July: 19; August: 15281.75; September: 0; October: B; November: 1; December: 1
2020-03-09 | July: 20; August: 14181.25; September: 0; October: B; November: 1; December: 2
2020-03-09 | July: 21; August: 12583; September: 0; October: B; November: 2; December: 2
2020-03-09 | July: 22; August: 11080.25; September: 0; October: B; November: 3; December: 3
2020-03-09 | July: 23; August: 10094.75; September: 0; October: B; November: 3; December: 3
2020-03-10 | July: 0; August: 9428.25; September: 0; October: B; November: 3; December: 3
2020-03-10 | July: 1; August: 8819.75; September: 0; October: B; November: 3; December: 3
2020-03-10 | July: 2; August: 8952.75; September: 0; October: B; November: 3; December: 3
2020-03-10 | July: 3; August: 9233.75; September: 0; October: B; November: 3; December: 3
2020-03-10 | July: 4; August: 9627.5; September: 0; October: B; November: 3; December: 3
2020-03-10 | July: 5; August: 11197; September: 0; October: B; November: 3; December: 3
2020-03-10 | July: 6; August: 12499.5; September: 0; October: B; November: 2; December: 2
2020-03-10 | July: 7; August: 13287.25; September: 0; October: B; November: 1; December: 1
2020-03-10 | July: 8; August: 15114; September: 0; October: B; November: 1; December: 1
2020-03-10 | July: 9; August: 15247.5; September: 0; October: B; November: 2; December: 1
2020-03-10 | July: 10; August: 15095; September: 0; October: B; November: 2; December: 2
2020-03-10 | July: 11; August: 15686.25; September: 0; October: B; November: 2; December: 2
2020-03-10 | July: 12; August: 16341; September: 0; October: B; November: 2; December: 2
2020-03-10 | July: 13; August: 16250.75; September: 0; October: B; November: 2; December: 2
2020-03-10 | July: 14; August: 144; September: 0; October: B; November: 2; December: 2
2020-03-10 | July: 15; August: 53; September: 0; October: B; November: 2; December: 2
2020-03-10 | July: 16; August: 14813.25; September: 0; October: B; November: 2; December: 2
2020-03-10 | July: 17; August: 16474.5; September: 0; October: B; November: 2; December: 2
2020-03-10 | July: 18; August: 15677; September: 0; October: B; November: 1; December: 1
2020-03-10 | July: 19; August: 15602.5; September: 0; October: B; November: 1; December: 1
2020-03-10 | July: 20; August: 14824; September: 0; October: B; November: 1; December: 2
2020-03-10 | July: 21; August: 13083.75; September: 0; October: B; November: 2; December: 2
2020-03-10 | July: 22; August: 268; September: 0; October: B; November: 3; December: 3
2020-03-10 | July: 23; August: 52; September: 0; October: B; November: 3; December: 3
2020-03-11 | July: 0; August: 11450; September: 0; October: B; November: 3; December: 3
2020-03-11 | July: 1; August: 9926.75; September: 0; October: B; November: 3; December: 3
2020-03-11 | July: 2; August: 9644.5; September: 0; October: B; November: 3; December: 3
2020-03-11 | July: 3; August: 9528; September: 0; October: B; November: 3; December: 3
2020-03-11 | July: 4; August: 9944; September: 0; October: B; November: 3; December: 3
2020-03-11 | July: 5; August: 11396.75; September: 0; October: B; November: 3; December: 3
2020-03-11 | July: 6; August: 12959.5; September: 0; October: B; November: 2; December: 2
2020-03-11 | July: 7; August: 13737.75; September: 0; October: B; November: 1; December: 1
2020-03-11 | July: 8; August: 15200.75; September: 0; October: B; November: 1; December: 1
2020-03-11 | July: 9; August: 15844.5; September: 0; October: B; November: 2; December: 1
2020-03-11 | July: 10; August: 15838; September: 0; October: B; November: 2; December: 2
2020-03-11 | July: 11; August: 16472.25; September: 0; October: B; November: 2; December: 2
2020-03-11 | July: 12; August: 16716; September: 0; October: B; November: 2; December: 2
2020-03-11 | July: 13; August: 15992.5; September: 0; October: B; November: 2; December: 2
2020-03-11 | July: 14; August: 119.5; September: 0; October: B; November: 2; December: 2
2020-03-11 | July: 15; August: 52.25; September: 0; October: B; November: 2; December: 2
2020-03-11 | July: 16; August: 16816.75; September: 0; October: B; November: 2; December: 2
2020-03-11 | July: 17; August: 15706.5; September: 0; October: B; November: 2; December: 2
2020-03-11 | July: 18; August: 15297.75; September: 0; October: B; November: 1; December: 1
2020-03-11 | July: 19; August: 15369; September: 0; October: B; November: 1; December: 1
2020-03-11 | July: 20; August: 14017.25; September: 0; October: B; November: 1; December: 2
2020-03-11 | July: 21; August: 12461; September: 0; October: B; November: 2; December: 2
2020-03-11 | July: 22; August: 272.5; September: 0; October: B; November: 3; December: 3
2020-03-11 | July: 23; August: 56.5; September: 0; October: B; November: 3; December: 3
2020-03-12 | July: 0; August: 9937.25; September: 0; October: B; November: 3; December: 3
2020-03-12 | July: 1; August: 9825; September: 0; October: B; November: 3; December: 3
2020-03-12 | July: 2; August: 9380.75; September: 0; October: B; November: 3; December: 3
2020-03-12 | July: 3; August: 9505.5; September: 0; October: B; November: 3; December: 3
2020-03-12 | July: 4; August: 9900; September: 0; October: B; November: 3; December: 3
2020-03-12 | July: 5; August: 11245.5; September: 0; October: B; November: 3; December: 3
2020-03-12 | July: 6; August: 1197.5; September: 0; October: B; November: 2; December: 2
2020-03-12 | July: 7; August: 54.25; September: 0; October: B; November: 1; December: 1
2020-03-12 | July: 8; August: 17451.75; September: 0; October: B; November: 1; December: 1
2020-03-12 | July: 9; August: 16244; September: 0; October: B; November: 2; December: 1
2020-03-12 | July: 10; August: 15397.5; September: 0; October: B; November: 2; December: 2
2020-03-12 | July: 11; August: 15597; September: 0; October: B; November: 2; December: 2
2020-03-12 | July: 12; August: 16091.25; September: 0; October: B; November: 2; December: 2
2020-03-12 | July: 13; August: 15412.25; September: 0; October: B; November: 2; December: 2
2020-03-12 | July: 14; August: 218; September: 0; October: B; November: 2; December: 2
2020-03-12 | July: 15; August: 57.75; September: 0; October: B; November: 2; December: 2
2020-03-12 | July: 16; August: 15407.75; September: 0; October: B; November: 2; December: 2
2020-03-12 | July: 17; August: 15349.25; September: 0; October: B; November: 2; December: 2
2020-03-12 | July: 18; August: 14801.75; September: 0; October: B; November: 1; December: 1
2020-03-12 | July: 19; August: 15169.25; September: 0; October: B; November: 1; December: 1
2020-03-12 | July: 20; August: 14263.75; September: 0; October: B; November: 1; December: 2
2020-03-12 | July: 21; August: 12508; September: 0; October: B; November: 2; December: 2
2020-03-12 | July: 22; August: 1113; September: 0; October: B; November: 3; December: 3
2020-03-12 | July: 23; August: 56.5; September: 0; October: B; November: 3; December: 3
2020-03-13 | July: 0; August: 10306.75; September: 0; October: B; November: 3; December: 3
2020-03-13 | July: 1; August: 9761.25; September: 0; October: B; November: 3; December: 3
2020-03-13 | July: 2; August: 9353.5; September: 0; October: B; November: 3; December: 3
2020-03-13 | July: 3; August: 9359.75; September: 0; October: B; November: 3; December: 3
2020-03-13 | July: 4; August: 1025.5; September: 0; October: B; November: 3; December: 3
2020-03-13 | July: 5; August: 54.5; September: 0; October: B; November: 3; December: 3
2020-03-13 | July: 6; August: 14649.25; September: 0; October: B; November: 2; December: 2
2020-03-13 | July: 7; August: 14107.5; September: 0; October: B; November: 1; December: 1
2020-03-13 | July: 8; August: 15206.75; September: 0; October: B; November: 1; December: 1
2020-03-13 | July: 9; August: 15883.75; September: 0; October: B; November: 2; December: 1
2020-03-13 | July: 10; August: 15967.75; September: 0; October: B; November: 2; December: 2
2020-03-13 | July: 11; August: 15555.5; September: 0; October: B; November: 2; December: 2
2020-03-13 | July: 12; August: 1213.5; September: 0; October: B; November: 2; December: 2
2020-03-13 | July: 13; August: 54.5; September: 0; October: B; November: 2; December: 2
2020-03-13 | July: 14; August: 12472.25; September: 0; October: B; November: 2; December: 2
2020-03-13 | July: 15; August: 15038.75; September: 0; October: B; November: 2; December: 2
2020-03-13 | July: 16; August: 14371.75; September: 0; October: B; November: 2; December: 2
2020-03-13 | July: 17; August: 13884; September: 0; October: B; November: 2; December: 2
2020-03-13 | July: 18; August: 13715.75; September: 0; October: B; November: 1; December: 1
2020-03-13 | July: 19; August: 13764.5; September: 0; October: B; November: 1; December: 1
2020-03-13 | July: 20; August: 894.75; September: 0; October: B; November: 1; December: 2
2020-03-13 | July: 21; August: 56.75; September: 0; October: B; November: 2; December: 2
2020-03-13 | July: 22; August: 10564.25; September: 0; October: B; November: 3; December: 3
2020-03-13 | July: 23; August: 10183; September: 0; October: B; November: 3; December: 3
2020-03-14 | July: 0; August: 9273.5; September: 0; October: B; November: 3; December: 3
2020-03-14 | July: 1; August: 8815; September: 0; October: B; November: 3; December: 3
2020-03-14 | July: 2; August: 8549.25; September: 0; October: B; November: 3; December: 3
2020-03-14 | July: 3; August: 8624; September: 0; October: B; November: 3; December: 3
2020-03-14 | July: 4; August: 8946.75; September: 0; October: B; November: 3; December: 3
2020-03-14 | July: 5; August: 9277.25; September: 0; October: B; November: 3; December: 3
2020-03-14 | July: 6; August: 10021; September: 0; October: B; November: 3; December: 3
2020-03-14 | July: 7; August: 11804.25; September: 0; October: B; November: 2; December: 2
2020-03-14 | July: 8; August: 13378.75; September: 0; October: B; November: 2; December: 2
2020-03-14 | July: 9; August: 13957.5; September: 0; October: B; November: 2; December: 2
2020-03-14 | July: 10; August: 14062.5; September: 0; October: B; November: 2; December: 2
2020-03-14 | July: 11; August: 13641.5; September: 0; October: B; November: 2; December: 2
2020-03-14 | July: 12; August: 13133; September: 0; October: B; November: 3; December: 3
2020-03-14 | July: 13; August: 12575.25; September: 0; October: B; November: 3; December: 3
2020-03-14 | July: 14; August: 12139.75; September: 0; October: B; November: 3; December: 3
2020-03-14 | July: 15; August: 12035; September: 0; October: B; November: 3; December: 3
2020-03-14 | July: 16; August: 12357.5; September: 0; October: B; November: 3; December: 3
2020-03-14 | July: 17; August: 12622.5; September: 0; October: B; November: 3; December: 3
2020-03-14 | July: 18; August: 12405.75; September: 0; October: B; November: 2; December: 2
2020-03-14 | July: 19; August: 12418; September: 0; October: B; November: 2; December: 2
2020-03-14 | July: 20; August: 109.25; September: 0; October: B; November: 3; December: 3
2020-03-14 | July: 21; August: 55.75; September: 0; October: B; November: 3; December: 3
2020-03-14 | July: 22; August: 11601.5; September: 0; October: B; November: 3; December: 3
2020-03-14 | July: 23; August: 9489.25; September: 0; October: B; November: 3; December: 3
2020-03-15 | July: 0; August: 8800.25; September: 0; October: B; November: 3; December: 3
2020-03-15 | July: 1; August: 8427.5; September: 0; October: B; November: 3; December: 3
2020-03-15 | July: 2; August: 8257.25; September: 0; October: B; November: 3; December: 3
2020-03-15 | July: 3; August: 8287.5; September: 0; October: B; November: 3; December: 3
2020-03-15 | July: 4; August: 8406.5; September: 0; October: B; November: 3; December: 3
2020-03-15 | July: 5; August: 8500.5; September: 0; October: B; November: 3; December: 3
2020-03-15 | July: 6; August: 8893.5; September: 0; October: B; November: 3; December: 3
2020-03-15 | July: 7; August: 9796; September: 0; October: B; November: 3; December: 3
2020-03-15 | July: 8; August: 11116.25; September: 0; October: B; November: 3; December: 3
2020-03-15 | July: 9; August: 11809.5; September: 0; October: B; November: 3; December: 3
2020-03-15 | July: 10; August: 12185.25; September: 0; October: B; November: 3; December: 3
2020-03-15 | July: 11; August: 12242.75; September: 0; October: B; November: 3; December: 3
2020-03-15 | July: 12; August: 12045.5; September: 0; October: B; November: 3; December: 3
2020-03-15 | July: 13; August: 11754.75; September: 0; October: B; November: 3; December: 3
2020-03-15 | July: 14; August: 11321.25; September: 0; October: B; November: 3; December: 3
2020-03-15 | July: 15; August: 11379; September: 0; October: B; November: 3; December: 3
2020-03-15 | July: 16; August: 11678.75; September: 0; October: B; November: 3; December: 3
2020-03-15 | July: 17; August: 11991.25; September: 0; October: B; November: 3; December: 3
2020-03-15 | July: 18; August: 12141.75; September: 0; October: B; November: 2; December: 3
2020-03-15 | July: 19; August: 12641; September: 0; October: B; November: 2; December: 3
2020-03-15 | July: 20; August: 11889.25; September: 0; October: B; November: 3; December: 3
2020-03-15 | July: 21; August: 10839.75; September: 0; October: B; November: 3; December: 3
2020-03-15 | July: 22; August: 9655.75; September: 0; October: B; November: 3; December: 3
2020-03-15 | July: 23; August: 8653; September: 0; October: B; November: 3; December: 3
2020-03-16 | July: 0; August: 8108; September: 0; October: B; November: 3; December: 3
2020-03-16 | July: 1; August: 7856.5; September: 0; October: B; November: 3; December: 3
2020-03-16 | July: 2; August: 7709.25; September: 0; October: B; November: 3; December: 3
2020-03-16 | July: 3; August: 7965.25; September: 0; October: B; November: 3; December: 3
2020-03-16 | July: 4; August: 8739.25; September: 0; October: B; November: 3; December: 3
2020-03-16 | July: 5; August: 10161.5; September: 0; October: B; November: 3; December: 3
2020-03-16 | July: 6; August: 12032.5; September: 0; October: B; November: 2; December: 2
2020-03-16 | July: 7; August: 13438.5; September: 0; October: B; November: 1; December: 1
2020-03-16 | July: 8; August: 14632.75; September: 0; October: B; November: 1; December: 1
2020-03-16 | July: 9; August: 15346.5; September: 0; October: B; November: 2; December: 1
2020-03-16 | July: 10; August: 15237.25; September: 0; October: B; November: 2; December: 2
2020-03-16 | July: 11; August: 15996.75; September: 0; October: B; November: 2; December: 2
2020-03-16 | July: 12; August: 15914.75; September: 0; October: B; November: 2; December: 2
2020-03-16 | July: 13; August: 15825.75; September: 0; October: B; November: 2; December: 2
2020-03-16 | July: 14; August: 16253.75; September: 0; October: B; November: 2; December: 2
2020-03-16 | July: 15; August: 16489; September: 0; October: B; November: 2; December: 2
2020-03-16 | July: 16; August: 16177.5; September: 0; October: B; November: 2; December: 2
2020-03-16 | July: 17; August: 15238.5; September: 0; October: B; November: 2; December: 2
2020-03-16 | July: 18; August: 15109; September: 0; October: B; November: 1; December: 1
2020-03-16 | July: 19; August: 15780.75; September: 0; October: B; November: 1; December: 1
2020-03-16 | July: 20; August: 14688; September: 0; October: B; November: 1; December: 2
2020-03-16 | July: 21; August: 12971.5; September: 0; October: B; November: 2; December: 2
2020-03-16 | July: 22; August: 11263.5; September: 0; October: B; November: 3; December: 3
2020-03-16 | July: 23; August: 10650.25; September: 0; October: B; November: 3; December: 3
2020-03-17 | July: 0; August: 9867; September: 0; October: B; November: 3; December: 3
2020-03-17 | July: 1; August: 9128.25; September: 0; October: B; November: 3; December: 3
2020-03-17 | July: 2; August: 9011.75; September: 0; October: B; November: 3; December: 3
2020-03-17 | July: 3; August: 9042.5; September: 0; October: B; November: 3; December: 3
2020-03-17 | July: 4; August: 9527.75; September: 0; October: B; November: 3; December: 3
2020-03-17 | July: 5; August: 10809.5; September: 0; October: B; November: 3; December: 3
2020-03-17 | July: 6; August: 12340.5; September: 0; October: B; November: 2; December: 2
2020-03-17 | July: 7; August: 13194.5; September: 0; October: B; November: 1; December: 1
2020-03-17 | July: 8; August: 14774.25; September: 0; October: B; November: 1; December: 1
2020-03-17 | July: 9; August: 15684.5; September: 0; October: B; November: 2; December: 1
2020-03-17 | July: 10; August: 15962.75; September: 0; October: B; November: 2; December: 2
2020-03-17 | July: 11; August: 16669.75; September: 0; October: B; November: 2; December: 2
2020-03-17 | July: 12; August: 16852; September: 0; October: B; November: 2; December: 2
2020-03-17 | July: 13; August: 16422.75; September: 0; October: B; November: 2; December: 2
2020-03-17 | July: 14; August: 16578.5; September: 0; October: B; November: 2; December: 2
2020-03-17 | July: 15; August: 16427; September: 0; October: B; November: 2; December: 2
2020-03-17 | July: 16; August: 16079.75; September: 0; October: B; November: 2; December: 2
2020-03-17 | July: 17; August: 15023.75; September: 0; October: B; November: 2; December: 2
2020-03-17 | July: 18; August: 14906.5; September: 0; October: B; November: 1; December: 1
2020-03-17 | July: 19; August: 15269; September: 0; October: B; November: 1; December: 1
2020-03-17 | July: 20; August: 13850.25; September: 0; October: B; November: 1; December: 2
2020-03-17 | July: 21; August: 12283.5; September: 0; October: B; November: 2; December: 2
2020-03-17 | July: 22; August: 10882.25; September: 0; October: B; November: 3; December: 3
2020-03-17 | July: 23; August: 10079.75; September: 0; October: B; November: 3; December: 3
2020-03-18 | July: 0; August: 9534.25; September: 0; October: B; November: 3; December: 3
2020-03-18 | July: 1; August: 8961.25; September: 0; October: B; November: 3; December: 3
2020-03-18 | July: 2; August: 9314; September: 0; October: B; November: 3; December: 3
2020-03-18 | July: 3; August: 9142; September: 0; October: B; November: 3; December: 3
2020-03-18 | July: 4; August: 9604; September: 0; October: B; November: 3; December: 3
2020-03-18 | July: 5; August: 10930.75; September: 0; October: B; November: 3; December: 3
2020-03-18 | July: 6; August: 12283.25; September: 0; October: B; November: 2; December: 2
2020-03-18 | July: 7; August: 13549.25; September: 0; October: B; November: 1; December: 1
2020-03-18 | July: 8; August: 15119.75; September: 0; October: B; November: 1; December: 1
2020-03-18 | July: 9; August: 15722.25; September: 0; October: B; November: 2; December: 1
2020-03-18 | July: 10; August: 15208.75; September: 0; October: B; November: 2; December: 2
2020-03-18 | July: 11; August: 15708.75; September: 0; October: B; November: 2; December: 2
2020-03-18 | July: 12; August: 15969.5; September: 0; October: B; November: 2; December: 2
2020-03-18 | July: 13; August: 15586.25; September: 0; October: B; November: 2; December: 2
2020-03-18 | July: 14; August: 15881.25; September: 0; October: B; November: 2; December: 2
2020-03-18 | July: 15; August: 15696.5; September: 0; October: B; November: 2; December: 2
2020-03-18 | July: 16; August: 15449.5; September: 0; October: B; November: 2; December: 2
2020-03-18 | July: 17; August: 14603.75; September: 0; October: B; November: 2; December: 2
2020-03-18 | July: 18; August: 14556; September: 0; October: B; November: 1; December: 1
2020-03-18 | July: 19; August: 14766.75; September: 0; October: B; November: 1; December: 1
2020-03-18 | July: 20; August: 13651.25; September: 0; October: B; November: 1; December: 2
2020-03-18 | July: 21; August: 12235; September: 0; October: B; November: 2; December: 2
2020-03-18 | July: 22; August: 10753.5; September: 0; October: B; November: 3; December: 3
2020-03-18 | July: 23; August: 10072.75; September: 0; October: B; November: 3; December: 3
2020-03-19 | July: 0; August: 9257.75; September: 0; October: B; November: 3; December: 3
2020-03-19 | July: 1; August: 8740.5; September: 0; October: B; November: 3; December: 3
2020-03-19 | July: 2; August: 8895; September: 0; October: B; November: 3; December: 3
2020-03-19 | July: 3; August: 8831.5; September: 0; October: B; November: 3; December: 3
2020-03-19 | July: 4; August: 9102.75; September: 0; October: B; November: 3; December: 3
2020-03-19 | July: 5; August: 10191.25; September: 0; October: B; November: 3; December: 3
2020-03-19 | July: 6; August: 11605.25; September: 0; October: B; November: 2; December: 2
2020-03-19 | July: 7; August: 13000.5; September: 0; October: B; November: 1; December: 1
2020-03-19 | July: 8; August: 14745.75; September: 0; October: B; November: 1; December: 1
2020-03-19 | July: 9; August: 15413; September: 0; October: B; November: 2; December: 1
2020-03-19 | July: 10; August: 15406.75; September: 0; October: B; November: 2; December: 2
2020-03-19 | July: 11; August: 15729.5; September: 0; October: B; November: 2; December: 2
2020-03-19 | July: 12; August: 15453; September: 0; October: B; November: 2; December: 2
2020-03-19 | July: 13; August: 15372.75; September: 0; October: B; November: 2; December: 2
2020-03-19 | July: 14; August: 15719.5; September: 0; October: B; November: 2; December: 2
2020-03-19 | July: 15; August: 15565.75; September: 0; October: B; November: 2; December: 2
2020-03-19 | July: 16; August: 15431; September: 0; October: B; November: 2; December: 2
2020-03-19 | July: 17; August: 14608.75; September: 0; October: B; November: 2; December: 2
2020-03-19 | July: 18; August: 14393.5; September: 0; October: B; November: 1; December: 1
2020-03-19 | July: 19; August: 14922.75; September: 0; October: B; November: 1; December: 1
2020-03-19 | July: 20; August: 13744; September: 0; October: B; November: 1; December: 2
2020-03-19 | July: 21; August: 12232.25; September: 0; October: B; November: 2; December: 2
2020-03-19 | July: 22; August: 10674.75; September: 0; October: B; November: 3; December: 3
2020-03-19 | July: 23; August: 10087.25; September: 0; October: B; November: 3; December: 3
2020-03-20 | July: 0; August: 9635.75; September: 0; October: B; November: 3; December: 3
2020-03-20 | July: 1; August: 8933.25; September: 0; October: B; November: 3; December: 3
2020-03-20 | July: 2; August: 9053.5; September: 0; October: B; November: 3; December: 3
2020-03-20 | July: 3; August: 9037.75; September: 0; October: B; November: 3; December: 3
2020-03-20 | July: 4; August: 9599.5; September: 0; October: B; November: 3; December: 3
2020-03-20 | July: 5; August: 10523.25; September: 0; October: B; November: 3; December: 3
2020-03-20 | July: 6; August: 11762; September: 0; October: B; November: 2; December: 2
2020-03-20 | July: 7; August: 13075; September: 0; October: B; November: 1; December: 1
2020-03-20 | July: 8; August: 14508.5; September: 0; October: B; November: 1; December: 1
2020-03-20 | July: 9; August: 15556; September: 0; October: B; November: 2; December: 1
2020-03-20 | July: 10; August: 15248.5; September: 0; October: B; November: 2; December: 2
2020-03-20 | July: 11; August: 15758.5; September: 0; October: B; November: 2; December: 2
2020-03-20 | July: 12; August: 15594.75; September: 0; October: B; November: 2; December: 2
2020-03-20 | July: 13; August: 15048.75; September: 0; October: B; November: 2; December: 2
2020-03-20 | July: 14; August: 15015.75; September: 0; October: B; November: 2; December: 2
2020-03-20 | July: 15; August: 14628.25; September: 0; October: B; November: 2; December: 2
2020-03-20 | July: 16; August: 14005; September: 0; October: B; November: 2; December: 2
2020-03-20 | July: 17; August: 13670; September: 0; October: B; November: 2; December: 2
2020-03-20 | July: 18; August: 13344.75; September: 0; October: B; November: 1; December: 1
2020-03-20 | July: 19; August: 13485.5; September: 0; October: B; November: 1; December: 1
2020-03-20 | July: 20; August: 12291.25; September: 0; October: B; November: 1; December: 2
2020-03-20 | July: 21; August: 11286.25; September: 0; October: B; November: 2; December: 2
2020-03-20 | July: 22; August: 10398; September: 0; October: B; November: 3; December: 3
2020-03-20 | July: 23; August: 9417.25; September: 0; October: B; November: 3; December: 3
2020-03-21 | July: 0; August: 8791.75; September: 7; October: B; November: 3; December: 3
2020-03-21 | July: 1; August: 8376; September: 7; October: B; November: 3; December: 3
2020-03-21 | July: 2; August: 8256.25; September: 7; October: B; November: 3; December: 3
2020-03-21 | July: 3; August: 8410.25; September: 7; October: B; November: 3; December: 3
2020-03-21 | July: 4; August: 8691.5; September: 7; October: B; November: 3; December: 3
2020-03-21 | July: 5; August: 8930.75; September: 7; October: B; November: 3; December: 3
2020-03-21 | July: 6; August: 9394; September: 7; October: B; November: 3; December: 3
2020-03-21 | July: 7; August: 10186.25; September: 7; October: B; November: 2; December: 2
2020-03-21 | July: 8; August: 12000.75; September: 7; October: B; November: 2; December: 2
2020-03-21 | July: 9; August: 12862.75; September: 7; October: B; November: 2; December: 2
2020-03-21 | July: 10; August: 13026.25; September: 7; October: B; November: 2; December: 2
2020-03-21 | July: 11; August: 13014; September: 7; October: B; November: 2; December: 2
2020-03-21 | July: 12; August: 12987.75; September: 7; October: B; November: 3; December: 3
2020-03-21 | July: 13; August: 12581.25; September: 7; October: B; November: 3; December: 3
2020-03-21 | July: 14; August: 12044.25; September: 7; October: B; November: 3; December: 3
2020-03-21 | July: 15; August: 11928.75; September: 7; October: B; November: 3; December: 3
2020-03-21 | July: 16; August: 12109.5; September: 7; October: B; November: 3; December: 3
2020-03-21 | July: 17; August: 12157.5; September: 7; October: B; November: 3; December: 3
2020-03-21 | July: 18; August: 12008.75; September: 7; October: B; November: 2; December: 2
2020-03-21 | July: 19; August: 12223.5; September: 7; October: B; November: 2; December: 2
2020-03-21 | July: 20; August: 11431.25; September: 7; October: B; November: 3; December: 3
2020-03-21 | July: 21; August: 10497.75; September: 7; October: B; November: 3; December: 3
2020-03-21 | July: 22; August: 9787; September: 7; October: B; November: 3; December: 3
2020-03-21 | July: 23; August: 8964.75; September: 7; October: B; November: 3; December: 3
2020-03-22 | July: 0; August: 8432.75; September: 0; October: B; November: 3; December: 3
2020-03-22 | July: 1; August: 8096.75; September: 0; October: B; November: 3; December: 3
2020-03-22 | July: 2; August: 7838.25; September: 0; October: B; November: 3; December: 3
2020-03-22 | July: 3; August: 7888.5; September: 0; October: B; November: 3; December: 3
2020-03-22 | July: 4; August: 8173.25; September: 0; October: B; November: 3; December: 3
2020-03-22 | July: 5; August: 8309.5; September: 0; October: B; November: 3; December: 3
2020-03-22 | July: 6; August: 8686.25; September: 0; October: B; November: 3; December: 3
2020-03-22 | July: 7; August: 9164.75; September: 0; October: B; November: 3; December: 3
2020-03-22 | July: 8; August: 10554; September: 0; October: B; November: 3; December: 3
2020-03-22 | July: 9; August: 11573.75; September: 0; October: B; November: 3; December: 3
2020-03-22 | July: 10; August: 12135.75; September: 0; October: B; November: 3; December: 3
2020-03-22 | July: 11; August: 12415.75; September: 0; October: B; November: 3; December: 3
2020-03-22 | July: 12; August: 12202.75; September: 0; October: B; November: 3; December: 3
2020-03-22 | July: 13; August: 11817.25; September: 0; October: B; November: 3; December: 3
2020-03-22 | July: 14; August: 11429.5; September: 0; October: B; November: 3; December: 3
2020-03-22 | July: 15; August: 11366.5; September: 0; October: B; November: 3; December: 3
2020-03-22 | July: 16; August: 11633.25; September: 0; October: B; November: 3; December: 3
2020-03-22 | July: 17; August: 11783; September: 0; October: B; November: 3; December: 3
2020-03-22 | July: 18; August: 12042.25; September: 0; October: B; November: 2; December: 3
2020-03-22 | July: 19; August: 12432.5; September: 0; October: B; November: 2; December: 3
2020-03-22 | July: 20; August: 11382.75; September: 0; October: B; November: 3; December: 3
2020-03-22 | July: 21; August: 10322.25; September: 0; October: B; November: 3; December: 3
2020-03-22 | July: 22; August: 9315.75; September: 0; October: B; November: 3; December: 3
2020-03-22 | July: 23; August: 8534; September: 0; October: B; November: 3; December: 3
2020-03-23 | July: 0; August: 8068.5; September: 0; October: B; November: 3; December: 3
2020-03-23 | July: 1; August: 7737.25; September: 0; October: B; November: 3; December: 3
2020-03-23 | July: 2; August: 7722; September: 0; October: B; November: 3; December: 3
2020-03-23 | July: 3; August: 7928.75; September: 0; October: B; November: 3; December: 3
2020-03-23 | July: 4; August: 8455; September: 0; October: B; November: 3; December: 3
2020-03-23 | July: 5; August: 9373.75; September: 0; October: B; November: 3; December: 3
2020-03-23 | July: 6; August: 11024.75; September: 0; October: B; November: 2; December: 2
2020-03-23 | July: 7; August: 13052.5; September: 0; October: B; November: 1; December: 1
2020-03-23 | July: 8; August: 14410.25; September: 0; October: B; November: 1; December: 1
2020-03-23 | July: 9; August: 14963.5; September: 0; October: B; November: 2; December: 1
2020-03-23 | July: 10; August: 15059; September: 0; October: B; November: 2; December: 2
2020-03-23 | July: 11; August: 15523.25; September: 0; October: B; November: 2; December: 2
2020-03-23 | July: 12; August: 15821; September: 0; October: B; November: 2; December: 2
2020-03-23 | July: 13; August: 15465.25; September: 0; October: B; November: 2; December: 2
2020-03-23 | July: 14; August: 15784; September: 0; October: B; November: 2; December: 2
2020-03-23 | July: 15; August: 15663.5; September: 0; October: B; November: 2; December: 2
2020-03-23 | July: 16; August: 15480.5; September: 0; October: B; November: 2; December: 2
2020-03-23 | July: 17; August: 14667; September: 0; October: B; November: 2; December: 2
2020-03-23 | July: 18; August: 14521.5; September: 0; October: B; November: 1; December: 1
2020-03-23 | July: 19; August: 14227.75; September: 0; October: B; November: 1; December: 1
2020-03-23 | July: 20; August: 12482.5; September: 0; October: B; November: 1; December: 2
2020-03-23 | July: 21; August: 11973; September: 0; October: B; November: 2; December: 2
2020-03-23 | July: 22; August: 11272.25; September: 0; October: B; November: 3; December: 3
2020-03-23 | July: 23; August: 10177.25; September: 0; October: B; November: 3; December: 3
2020-03-24 | July: 0; August: 9623; September: 0; October: B; November: 3; December: 3
2020-03-24 | July: 1; August: 8726; September: 0; October: B; November: 3; December: 3
2020-03-24 | July: 2; August: 8914; September: 0; October: B; November: 3; December: 3
2020-03-24 | July: 3; August: 9147.25; September: 0; October: B; November: 3; December: 3
2020-03-24 | July: 4; August: 9366.25; September: 0; October: B; November: 3; December: 3
2020-03-24 | July: 5; August: 10345.5; September: 0; October: B; November: 3; December: 3
2020-03-24 | July: 6; August: 11532.25; September: 0; October: B; November: 2; December: 2
2020-03-24 | July: 7; August: 12954.5; September: 0; October: B; November: 1; December: 1
2020-03-24 | July: 8; August: 14415.5; September: 0; October: B; November: 1; December: 1
2020-03-24 | July: 9; August: 14888.5; September: 0; October: B; November: 2; December: 1
2020-03-24 | July: 10; August: 14927.5; September: 0; October: B; November: 2; December: 2
2020-03-24 | July: 11; August: 15077; September: 0; October: B; November: 2; December: 2
2020-03-24 | July: 12; August: 15397.25; September: 0; October: B; November: 2; December: 2
2020-03-24 | July: 13; August: 15336.25; September: 0; October: B; November: 2; December: 2
2020-03-24 | July: 14; August: 15546.75; September: 0; October: B; November: 2; December: 2
2020-03-24 | July: 15; August: 15243; September: 0; October: B; November: 2; December: 2
2020-03-24 | July: 16; August: 15126; September: 0; October: B; November: 2; December: 2
2020-03-24 | July: 17; August: 14460.75; September: 0; October: B; November: 2; December: 2
2020-03-24 | July: 18; August: 14448.25; September: 0; October: B; November: 1; December: 1
2020-03-24 | July: 19; August: 14931.75; September: 0; October: B; November: 1; December: 1
2020-03-24 | July: 20; August: 13514.25; September: 0; October: B; November: 1; December: 2
2020-03-24 | July: 21; August: 12049; September: 0; October: B; November: 2; December: 2
2020-03-24 | July: 22; August: 10973.25; September: 0; October: B; November: 3; December: 3
2020-03-24 | July: 23; August: 10224; September: 0; October: B; November: 3; December: 3
2020-03-25 | July: 0; August: 9425.5; September: 0; October: B; November: 3; December: 3
2020-03-25 | July: 1; August: 8832.5; September: 0; October: B; November: 3; December: 3
2020-03-25 | July: 2; August: 8969.5; September: 0; October: B; November: 3; December: 3
2020-03-25 | July: 3; August: 9228.5; September: 0; October: B; November: 3; December: 3
2020-03-25 | July: 4; August: 9511.5; September: 0; October: B; November: 3; December: 3
2020-03-25 | July: 5; August: 10414.5; September: 0; October: B; November: 3; December: 3
2020-03-25 | July: 6; August: 11475.25; September: 0; October: B; November: 2; December: 2
2020-03-25 | July: 7; August: 12978.25; September: 0; October: B; November: 1; December: 1
2020-03-25 | July: 8; August: 14538.75; September: 0; October: B; November: 1; December: 1
2020-03-25 | July: 9; August: 15022.25; September: 0; October: B; November: 2; December: 1
2020-03-25 | July: 10; August: 14934.25; September: 0; October: B; November: 2; December: 2
2020-03-25 | July: 11; August: 15369.75; September: 0; October: B; November: 2; December: 2
2020-03-25 | July: 12; August: 15381.25; September: 0; October: B; November: 2; December: 2
2020-03-25 | July: 13; August: 15086.25; September: 0; October: B; November: 2; December: 2
2020-03-25 | July: 14; August: 15310.5; September: 0; October: B; November: 2; December: 2
2020-03-25 | July: 15; August: 15024.75; September: 0; October: B; November: 2; December: 2
2020-03-25 | July: 16; August: 14869.75; September: 0; October: B; November: 2; December: 2
2020-03-25 | July: 17; August: 14312.5; September: 0; October: B; November: 2; December: 2
2020-03-25 | July: 18; August: 14903; September: 0; October: B; November: 1; December: 1
2020-03-25 | July: 19; August: 14551.5; September: 0; October: B; November: 1; December: 1
2020-03-25 | July: 20; August: 13310; September: 0; October: B; November: 1; December: 2
2020-03-25 | July: 21; August: 11996; September: 0; October: B; November: 2; December: 2
2020-03-25 | July: 22; August: 10732; September: 0; October: B; November: 3; December: 3
2020-03-25 | July: 23; August: 9731.5; September: 0; October: B; November: 3; December: 3
2020-03-26 | July: 0; August: 9283.5; September: 0; October: B; November: 3; December: 3
2020-03-26 | July: 1; August: 8694.5; September: 0; October: B; November: 3; December: 3
2020-03-26 | July: 2; August: 8829.25; September: 0; October: B; November: 3; December: 3
2020-03-26 | July: 3; August: 8793.75; September: 0; October: B; November: 3; December: 3
2020-03-26 | July: 4; August: 9191.25; September: 0; October: B; November: 3; December: 3
2020-03-26 | July: 5; August: 10151.25; September: 0; October: B; November: 3; December: 3
2020-03-26 | July: 6; August: 11059.25; September: 0; October: B; November: 2; December: 2
2020-03-26 | July: 7; August: 12588; September: 0; October: B; November: 1; December: 1
2020-03-26 | July: 8; August: 13594.75; September: 0; October: B; November: 1; December: 1
2020-03-26 | July: 9; August: 13785.5; September: 0; October: B; November: 2; December: 1
2020-03-26 | July: 10; August: 13625; September: 0; October: B; November: 2; December: 2
2020-03-26 | July: 11; August: 13615.25; September: 0; October: B; November: 2; December: 2
2020-03-26 | July: 12; August: 13319.25; September: 0; October: B; November: 2; December: 2
2020-03-26 | July: 13; August: 12874.25; September: 0; October: B; November: 2; December: 2
2020-03-26 | July: 14; August: 12454.75; September: 0; October: B; November: 2; December: 2
2020-03-26 | July: 15; August: 12406; September: 0; October: B; November: 2; December: 2
2020-03-26 | July: 16; August: 12627.75; September: 0; October: B; November: 2; December: 2
2020-03-26 | July: 17; August: 12704.5; September: 0; October: B; November: 2; December: 2
2020-03-26 | July: 18; August: 12664.5; September: 0; October: B; November: 1; December: 1
2020-03-26 | July: 19; August: 13007.25; September: 0; October: B; November: 1; December: 1
2020-03-26 | July: 20; August: 12067.25; September: 0; October: B; November: 1; December: 2
2020-03-26 | July: 21; August: 10934.75; September: 0; October: B; November: 2; December: 2
2020-03-26 | July: 22; August: 9770.75; September: 0; October: B; November: 3; December: 3
2020-03-26 | July: 23; August: 8774.75; September: 0; October: B; November: 3; December: 3
2020-03-27 | July: 0; August: 8260.25; September: 0; October: B; November: 3; December: 3
2020-03-27 | July: 1; August: 7888.75; September: 0; October: B; November: 3; December: 3
2020-03-27 | July: 2; August: 7784.75; September: 0; October: B; November: 3; December: 3
2020-03-27 | July: 3; August: 7801.75; September: 0; October: B; November: 3; December: 3
2020-03-27 | July: 4; August: 8098.25; September: 0; October: B; November: 3; December: 3
2020-03-27 | July: 5; August: 8346.75; September: 0; October: B; November: 3; December: 3
2020-03-27 | July: 6; August: 8760.5; September: 0; October: B; November: 2; December: 2
2020-03-27 | July: 7; August: 9245; September: 0; October: B; November: 1; December: 1
2020-03-27 | July: 8; August: 10368.25; September: 0; October: B; November: 1; December: 1
2020-03-27 | July: 9; August: 11135.75; September: 0; October: B; November: 2; December: 1
2020-03-27 | July: 10; August: 11581.5; September: 0; October: B; November: 2; December: 2
2020-03-27 | July: 11; August: 11652.5; September: 0; October: B; November: 2; December: 2
2020-03-27 | July: 12; August: 11633.5; September: 0; October: B; November: 2; December: 2
2020-03-27 | July: 13; August: 11436.25; September: 0; October: B; November: 2; December: 2
2020-03-27 | July: 14; August: 11126.75; September: 0; October: B; November: 2; December: 2
2020-03-27 | July: 15; August: 11071.25; September: 0; October: B; November: 2; December: 2
2020-03-27 | July: 16; August: 11477.25; September: 0; October: B; November: 2; December: 2
2020-03-27 | July: 17; August: 12105.75; September: 0; October: B; November: 2; December: 2
2020-03-27 | July: 18; August: 12153.5; September: 0; October: B; November: 1; December: 1
2020-03-27 | July: 19; August: 12195; September: 0; October: B; November: 1; December: 1
2020-03-27 | July: 20; August: 11191.75; September: 0; October: B; November: 1; December: 2
2020-03-27 | July: 21; August: 10071; September: 0; October: B; November: 2; December: 2
2020-03-27 | July: 22; August: 9121.25; September: 0; October: B; November: 3; December: 3
2020-03-27 | July: 23; August: 8328.25; September: 0; October: B; November: 3; December: 3
2020-03-28 | July: 0; August: 7881.25; September: 0; October: B; November: 3; December: 3
2020-03-28 | July: 1; August: 7506.5; September: 0; October: B; November: 3; December: 3
2020-03-28 | July: 2; August: 7289; September: 0; October: B; November: 3; December: 3
2020-03-28 | July: 3; August: 7402.25; September: 0; October: B; November: 3; December: 3
2020-03-28 | July: 4; August: 7516.5; September: 0; October: B; November: 3; December: 3
2020-03-28 | July: 5; August: 7649.5; September: 0; October: B; November: 3; December: 3
2020-03-28 | July: 6; August: 7910; September: 0; October: B; November: 3; December: 3
2020-03-28 | July: 7; August: 8068.25; September: 0; October: B; November: 2; December: 2
2020-03-28 | July: 8; August: 9248.25; September: 0; October: B; November: 2; December: 2
2020-03-28 | July: 9; August: 10534.75; September: 0; October: B; November: 2; December: 2
2020-03-28 | July: 10; August: 11060.5; September: 0; October: B; November: 2; December: 2
2020-03-28 | July: 11; August: 11189.5; September: 0; October: B; November: 2; December: 2
2020-03-28 | July: 12; August: 11060.75; September: 0; October: B; November: 3; December: 3
2020-03-28 | July: 13; August: 10712.25; September: 0; October: B; November: 3; December: 3
2020-03-28 | July: 14; August: 10404.75; September: 0; October: B; November: 3; December: 3
2020-03-28 | July: 15; August: 10351.75; September: 0; October: B; November: 3; December: 3
2020-03-28 | July: 16; August: 10720.5; September: 0; October: B; November: 3; December: 3
2020-03-28 | July: 17; August: 11230.25; September: 0; October: B; November: 3; December: 3
2020-03-28 | July: 18; August: 11531.75; September: 0; October: B; November: 2; December: 2
2020-03-28 | July: 19; August: 11829.5; September: 0; October: B; November: 2; December: 2
2020-03-28 | July: 20; August: 10686.75; September: 0; October: B; November: 3; December: 3
2020-03-28 | July: 21; August: 9743.5; September: 0; October: B; November: 3; December: 3
2020-03-28 | July: 22; August: 8942; September: 0; October: B; November: 3; December: 3
2020-03-28 | July: 23; August: 8165.5; September: 0; October: B; November: 3; December: 3
2020-03-29 | July: 0; August: 7718.25; September: 0; October: B; November: 3; December: 3
2020-03-29 | July: 1; August: 7277.75; September: 0; October: B; November: 3; December: 3
2020-03-29 | July: 2; August: 7131.75; September: 0; October: B; November: 3; December: 3
2020-03-29 | July: 3; August: 7171.5; September: 0; October: B; November: 3; December: 3
2020-03-29 | July: 4; August: 7317.5; September: 0; October: B; November: 3; December: 3
2020-03-29 | July: 5; August: 7425.75; September: 0; October: B; November: 3; December: 3
2020-03-29 | July: 6; August: 7684.5; September: 0; October: B; November: 3; December: 3
2020-03-29 | July: 7; August: 7916.5; September: 0; October: B; November: 3; December: 3
2020-03-29 | July: 8; August: 9146.5; September: 0; October: B; November: 3; December: 3
2020-03-29 | July: 9; August: 10235.75; September: 0; October: B; November: 3; December: 3
2020-03-29 | July: 10; August: 10927.5; September: 0; October: B; November: 3; December: 3
2020-03-29 | July: 11; August: 11374; September: 0; October: B; November: 3; December: 3
2020-03-29 | July: 12; August: 11383.25; September: 0; October: B; November: 3; December: 3
2020-03-29 | July: 13; August: 10957.75; September: 0; October: B; November: 3; December: 3
2020-03-29 | July: 14; August: 10532.25; September: 0; October: B; November: 3; December: 3
2020-03-29 | July: 15; August: 10152.5; September: 0; October: B; November: 3; December: 3
2020-03-29 | July: 16; August: 10432.75; September: 0; October: B; November: 3; December: 3
2020-03-29 | July: 17; August: 11076.5; September: 0; October: B; November: 3; December: 3
2020-03-29 | July: 18; August: 11349; September: 0; October: B; November: 2; December: 3
2020-03-29 | July: 19; August: 11683.5; September: 0; October: B; November: 2; December: 3
2020-03-29 | July: 20; August: 10533.5; September: 0; October: B; November: 3; December: 3
2020-03-29 | July: 21; August: 9520.5; September: 0; October: B; November: 3; December: 3
2020-03-29 | July: 22; August: 8740; September: 0; October: B; November: 3; December: 3
2020-03-29 | July: 23; August: 7955.5; September: 0; October: B; November: 3; December: 3
2020-03-30 | July: 0; August: 7509.75; September: 0; October: B; November: 3; December: 3
2020-03-30 | July: 1; August: 7201.25; September: 0; October: B; November: 3; December: 3
2020-03-30 | July: 2; August: 7123.25; September: 0; October: B; November: 3; December: 3
2020-03-30 | July: 3; August: 7274.25; September: 0; October: B; November: 3; December: 3
2020-03-30 | July: 4; August: 7535.25; September: 0; October: B; November: 3; December: 3
2020-03-30 | July: 5; August: 7836; September: 0; October: B; November: 3; December: 3
2020-03-30 | July: 6; August: 8456.5; September: 0; October: B; November: 2; December: 2
2020-03-30 | July: 7; August: 9283; September: 0; October: B; November: 1; December: 1
2020-03-30 | July: 8; August: 10341.5; September: 0; October: B; November: 1; December: 1
2020-03-30 | July: 9; August: 11284.75; September: 0; October: B; November: 2; December: 1
2020-03-30 | July: 10; August: 11514.25; September: 0; October: B; November: 2; December: 2
2020-03-30 | July: 11; August: 11525.25; September: 0; October: B; November: 2; December: 2
2020-03-30 | July: 12; August: 11595.5; September: 0; October: B; November: 2; December: 2
2020-03-30 | July: 13; August: 11301.5; September: 0; October: B; November: 2; December: 2
2020-03-30 | July: 14; August: 11246.25; September: 0; October: B; November: 2; December: 2
2020-03-30 | July: 15; August: 11380.25; September: 0; October: B; November: 2; December: 2
2020-03-30 | July: 16; August: 11999.75; September: 0; October: B; November: 2; December: 2
2020-03-30 | July: 17; August: 12708; September: 0; October: B; November: 2; December: 2
2020-03-30 | July: 18; August: 12628; September: 0; October: B; November: 1; December: 1
2020-03-30 | July: 19; August: 12430.75; September: 0; October: B; November: 1; December: 1
2020-03-30 | July: 20; August: 11329.25; September: 0; October: B; November: 1; December: 2
2020-03-30 | July: 21; August: 10332.5; September: 0; October: B; November: 2; December: 2
2020-03-30 | July: 22; August: 9216; September: 0; October: B; November: 3; December: 3
2020-03-30 | July: 23; August: 8453.75; September: 0; October: B; November: 3; December: 3
2020-03-31 | July: 0; August: 7972.25; September: 0; October: B; November: 3; December: 3
2020-03-31 | July: 1; August: 7696.25; September: 0; October: B; November: 3; December: 3
2020-03-31 | July: 2; August: 7584.25; September: 0; October: B; November: 3; December: 3
2020-03-31 | July: 3; August: 7767.25; September: 0; October: B; November: 3; December: 3
2020-03-31 | July: 4; August: 7945.5; September: 0; October: B; November: 3; December: 3
2020-03-31 | July: 5; August: 8161.75; September: 0; October: B; November: 3; December: 3
2020-03-31 | July: 6; August: 8783.25; September: 0; October: B; November: 2; December: 2
2020-03-31 | July: 7; August: 9318.75; September: 0; October: B; November: 1; December: 1
2020-03-31 | July: 8; August: 10442; September: 0; October: B; November: 1; December: 1
2020-03-31 | July: 9; August: 11186.5; September: 0; October: B; November: 2; December: 1
2020-03-31 | July: 10; August: 11525.5; September: 0; October: B; November: 2; December: 2
2020-03-31 | July: 11; August: 11587.5; September: 0; October: B; November: 2; December: 2
2020-03-31 | July: 12; August: 11680; September: 0; October: B; November: 2; December: 2
2020-03-31 | July: 13; August: 11358.25; September: 0; October: B; November: 2; December: 2
2020-03-31 | July: 14; August: 11059; September: 0; October: B; November: 2; December: 2
2020-03-31 | July: 15; August: 11217.75; September: 0; October: B; November: 2; December: 2
2020-03-31 | July: 16; August: 11917.75; September: 0; October: B; November: 2; December: 2
2020-03-31 | July: 17; August: 12867.75; September: 0; October: B; November: 2; December: 2
2020-03-31 | July: 18; August: 12701; September: 0; October: B; November: 1; December: 1
2020-03-31 | July: 19; August: 12378; September: 0; October: B; November: 1; December: 1
2020-03-31 | July: 20; August: 11037.5; September: 0; October: B; November: 1; December: 2
2020-03-31 | July: 21; August: 10070.25; September: 0; October: B; November: 2; December: 2
2020-03-31 | July: 22; August: 8975.75; September: 0; October: B; November: 3; December: 3
2020-03-31 | July: 23; August: 8140; September: 0; October: B; November: 3; December: 3
2020-04-01 | July: 0; August: 7650; September: 0; October: B; November: 3; December: 3
2020-04-01 | July: 1; August: 7366.5; September: 0; October: B; November: 3; December: 3
2020-04-01 | July: 2; August: 7300; September: 0; October: B; November: 3; December: 3
2020-04-01 | July: 3; August: 7445; September: 0; October: B; November: 3; December: 3
2020-04-01 | July: 4; August: 7717; September: 0; October: B; November: 3; December: 3
2020-04-01 | July: 5; August: 7903.5; September: 0; October: B; November: 3; December: 3
2020-04-01 | July: 6; August: 8545.25; September: 0; October: B; November: 2; December: 2
2020-04-01 | July: 7; August: 9328.25; September: 0; October: B; November: 1; December: 1
2020-04-01 | July: 8; August: 10505; September: 0; October: B; November: 1; December: 1
2020-04-01 | July: 9; August: 11384; September: 0; October: B; November: 2; December: 1
2020-04-01 | July: 10; August: 11676.25; September: 0; October: B; November: 2; December: 2
2020-04-01 | July: 11; August: 11850.75; September: 0; October: B; November: 2; December: 2
2020-04-01 | July: 12; August: 12022.25; September: 0; October: B; November: 2; December: 2
2020-04-01 | July: 13; August: 11768.75; September: 0; October: B; November: 2; December: 2
2020-04-01 | July: 14; August: 11661; September: 0; October: B; November: 2; December: 2
2020-04-01 | July: 15; August: 11840.25; September: 0; October: B; November: 2; December: 2
2020-04-01 | July: 16; August: 12400.75; September: 0; October: B; November: 2; December: 2
2020-04-01 | July: 17; August: 12994.75; September: 0; October: B; November: 2; December: 2
2020-04-01 | July: 18; August: 12734.75; September: 0; October: B; November: 1; December: 1
2020-04-01 | July: 19; August: 12505.5; September: 0; October: B; November: 1; December: 1
2020-04-01 | July: 20; August: 11181.75; September: 0; October: B; November: 1; December: 2
2020-04-01 | July: 21; August: 10285.75; September: 0; October: B; November: 2; December: 2
2020-04-01 | July: 22; August: 9301; September: 0; October: B; November: 3; December: 3
2020-04-01 | July: 23; August: 8492; September: 0; October: B; November: 3; December: 3
2020-04-02 | July: 0; August: 7976; September: 0; October: B; November: 3; December: 3
2020-04-02 | July: 1; August: 7547; September: 0; October: B; November: 3; December: 3
2020-04-02 | July: 2; August: 7413.5; September: 0; October: B; November: 3; December: 3
2020-04-02 | July: 3; August: 7542.75; September: 0; October: B; November: 3; December: 3
2020-04-02 | July: 4; August: 7756.25; September: 0; October: B; November: 3; December: 3
2020-04-02 | July: 5; August: 8007.75; September: 0; October: B; November: 3; December: 3
2020-04-02 | July: 6; August: 8592.75; September: 0; October: B; November: 2; December: 2
2020-04-02 | July: 7; August: 9253.75; September: 0; October: B; November: 1; December: 1
2020-04-02 | July: 8; August: 10362.75; September: 0; October: B; November: 1; December: 1
2020-04-02 | July: 9; August: 11158.5; September: 0; October: B; November: 2; December: 1
2020-04-02 | July: 10; August: 11560.5; September: 0; October: B; November: 2; December: 2
2020-04-02 | July: 11; August: 11872.75; September: 0; October: B; November: 2; December: 2
2020-04-02 | July: 12; August: 12147; September: 0; October: B; November: 2; December: 2
2020-04-02 | July: 13; August: 11970.25; September: 0; October: B; November: 2; December: 2
2020-04-02 | July: 14; August: 11975.75; September: 0; October: B; November: 2; December: 2
2020-04-02 | July: 15; August: 12133.25; September: 0; October: B; November: 2; December: 2
2020-04-02 | July: 16; August: 12595; September: 0; October: B; November: 2; December: 2
2020-04-02 | July: 17; August: 13152.25; September: 0; October: B; November: 2; December: 2
2020-04-02 | July: 18; August: 12883.5; September: 0; October: B; November: 1; December: 1
2020-04-02 | July: 19; August: 12793.5; September: 0; October: B; November: 1; December: 1
2020-04-02 | July: 20; August: 11406.5; September: 0; October: B; November: 1; December: 2
2020-04-02 | July: 21; August: 10449.25; September: 0; October: B; November: 2; December: 2
2020-04-02 | July: 22; August: 9378.5; September: 0; October: B; November: 3; December: 3
2020-04-02 | July: 23; August: 8602.5; September: 0; October: B; November: 3; December: 3
2020-04-03 | July: 0; August: 8093; September: 0; October: B; November: 3; December: 3
2020-04-03 | July: 1; August: 7714.5; September: 0; October: B; November: 3; December: 3
2020-04-03 | July: 2; August: 7607.75; September: 0; October: B; November: 3; December: 3
2020-04-03 | July: 3; August: 7779.25; September: 0; October: B; November: 3; December: 3
2020-04-03 | July: 4; August: 7958.75; September: 0; October: B; November: 3; December: 3
2020-04-03 | July: 5; August: 8206.5; September: 0; October: B; November: 3; December: 3
2020-04-03 | July: 6; August: 8865.25; September: 0; October: B; November: 2; December: 2
2020-04-03 | July: 7; August: 9439.25; September: 0; October: B; November: 1; December: 1
2020-04-03 | July: 8; August: 10592; September: 0; October: B; November: 1; December: 1
2020-04-03 | July: 9; August: 11515.75; September: 0; October: B; November: 2; December: 1
2020-04-03 | July: 10; August: 11975.25; September: 0; October: B; November: 2; December: 2
2020-04-03 | July: 11; August: 12400.75; September: 0; October: B; November: 2; December: 2
2020-04-03 | July: 12; August: 12635.25; September: 0; October: B; November: 2; December: 2
2020-04-03 | July: 13; August: 12575; September: 0; October: B; November: 2; December: 2
2020-04-03 | July: 14; August: 12385; September: 0; October: B; November: 2; December: 2
2020-04-03 | July: 15; August: 12397.25; September: 0; October: B; November: 2; December: 2
2020-04-03 | July: 16; August: 12554.5; September: 0; October: B; November: 2; December: 2
2020-04-03 | July: 17; August: 12846; September: 0; October: B; November: 2; December: 2
2020-04-03 | July: 18; August: 12574.25; September: 0; October: B; November: 1; December: 1
2020-04-03 | July: 19; August: 12389.25; September: 0; October: B; November: 1; December: 1
2020-04-03 | July: 20; August: 11157.5; September: 0; October: B; November: 1; December: 2
2020-04-03 | July: 21; August: 10099.75; September: 0; October: B; November: 2; December: 2
2020-04-03 | July: 22; August: 9319.75; September: 0; October: B; November: 3; December: 3
2020-04-03 | July: 23; August: 8598.25; September: 0; October: B; November: 3; December: 3
2020-04-04 | July: 0; August: 8097.75; September: 0; October: B; November: 3; December: 3
2020-04-04 | July: 1; August: 7601.5; September: 0; October: B; November: 3; December: 3
2020-04-04 | July: 2; August: 7407; September: 0; October: B; November: 3; December: 3
2020-04-04 | July: 3; August: 7414.5; September: 0; October: B; November: 3; December: 3
2020-04-04 | July: 4; August: 7486.75; September: 0; October: B; November: 3; December: 3
2020-04-04 | July: 5; August: 7720; September: 0; October: B; November: 3; December: 3
2020-04-04 | July: 6; August: 8112; September: 0; October: B; November: 3; December: 3
2020-04-04 | July: 7; August: 8262.75; September: 0; October: B; November: 2; December: 2
2020-04-04 | July: 8; August: 9533.5; September: 0; October: B; November: 2; December: 2
2020-04-04 | July: 9; August: 10336.75; September: 0; October: B; November: 2; December: 2
2020-04-04 | July: 10; August: 11075.75; September: 0; October: B; November: 2; December: 2
2020-04-04 | July: 11; August: 11426.75; September: 0; October: B; November: 2; December: 2
2020-04-04 | July: 12; August: 11407.75; September: 0; October: B; November: 3; December: 3
2020-04-04 | July: 13; August: 11209.75; September: 0; October: B; November: 3; December: 3
2020-04-04 | July: 14; August: 10942; September: 0; October: B; November: 3; December: 3
2020-04-04 | July: 15; August: 10839; September: 0; October: B; November: 3; December: 3
2020-04-04 | July: 16; August: 11073.5; September: 0; October: B; November: 3; December: 3
2020-04-04 | July: 17; August: 11260; September: 0; October: B; November: 3; December: 3
2020-04-04 | July: 18; August: 11582.75; September: 0; October: B; November: 2; December: 2
2020-04-04 | July: 19; August: 11945.5; September: 0; October: B; November: 2; December: 2
2020-04-04 | July: 20; August: 10726.5; September: 0; October: B; November: 3; December: 3
2020-04-04 | July: 21; August: 9777.75; September: 0; October: B; November: 3; December: 3
2020-04-04 | July: 22; August: 8954.5; September: 0; October: B; November: 3; December: 3
2020-04-04 | July: 23; August: 8254.75; September: 0; October: B; November: 3; December: 3
2020-04-05 | July: 0; August: 7793.75; September: 0; October: B; November: 3; December: 3
2020-04-05 | July: 1; August: 7482.75; September: 0; October: B; November: 3; December: 3
2020-04-05 | July: 2; August: 7331.5; September: 0; October: B; November: 3; December: 3
2020-04-05 | July: 3; August: 7318.75; September: 0; October: B; November: 3; December: 3
2020-04-05 | July: 4; August: 7395.25; September: 0; October: B; November: 3; December: 3
2020-04-05 | July: 5; August: 7579.75; September: 0; October: B; November: 3; December: 3
2020-04-05 | July: 6; August: 7982.25; September: 0; October: B; November: 3; December: 3
2020-04-05 | July: 7; August: 7956.25; September: 0; October: B; November: 3; December: 3
2020-04-05 | July: 8; August: 9071.5; September: 0; October: B; November: 3; December: 3
2020-04-05 | July: 9; August: 10060.25; September: 0; October: B; November: 3; December: 3
2020-04-05 | July: 10; August: 10842.75; September: 0; October: B; November: 3; December: 3
2020-04-05 | July: 11; August: 11428; September: 0; October: B; November: 3; December: 3
2020-04-05 | July: 12; August: 11733.5; September: 0; October: B; November: 3; December: 3
2020-04-05 | July: 13; August: 11162.25; September: 0; October: B; November: 3; December: 3
2020-04-05 | July: 14; August: 10666.75; September: 0; October: B; November: 3; December: 3
2020-04-05 | July: 15; August: 10610.25; September: 0; October: B; November: 3; December: 3
2020-04-05 | July: 16; August: 10887.25; September: 0; October: B; November: 3; December: 3
2020-04-05 | July: 17; August: 11411.25; September: 0; October: B; November: 3; December: 3
2020-04-05 | July: 18; August: 12091; September: 0; October: B; November: 2; December: 3
2020-04-05 | July: 19; August: 11655.25; September: 0; October: B; November: 2; December: 3
2020-04-05 | July: 20; August: 10366; September: 0; October: B; November: 3; December: 3
2020-04-05 | July: 21; August: 9444.5; September: 0; October: B; November: 3; December: 3
2020-04-05 | July: 22; August: 8560.5; September: 0; October: B; November: 3; December: 3
2020-04-05 | July: 23; August: 7865.25; September: 0; October: B; November: 3; December: 3
2020-04-06 | July: 0; August: 7424.75; September: 0; October: B; November: 3; December: 3
2020-04-06 | July: 1; August: 7112.75; September: 0; October: B; November: 3; December: 3
2020-04-06 | July: 2; August: 7037.5; September: 0; October: B; November: 3; December: 3
2020-04-06 | July: 3; August: 7184.25; September: 0; October: B; November: 3; December: 3
2020-04-06 | July: 4; August: 7425.25; September: 0; October: B; November: 3; December: 3
2020-04-06 | July: 5; August: 7729; September: 0; October: B; November: 3; December: 3
2020-04-06 | July: 6; August: 8398.25; September: 0; October: B; November: 2; December: 2
2020-04-06 | July: 7; August: 9143.75; September: 0; October: B; November: 1; December: 1
2020-04-06 | July: 8; August: 10340; September: 0; October: B; November: 1; December: 1
2020-04-06 | July: 9; August: 11199.5; September: 0; October: B; November: 2; December: 1
2020-04-06 | July: 10; August: 11671.5; September: 0; October: B; November: 2; December: 2
2020-04-06 | July: 11; August: 11648.5; September: 0; October: B; November: 2; December: 2
2020-04-06 | July: 12; August: 11940.25; September: 0; October: B; November: 2; December: 2
2020-04-06 | July: 13; August: 11841.75; September: 0; October: B; November: 2; December: 2
2020-04-06 | July: 14; August: 11512.5; September: 0; October: B; November: 2; December: 2
2020-04-06 | July: 15; August: 11779.75; September: 0; October: B; November: 2; December: 2
2020-04-06 | July: 16; August: 12654; September: 0; October: B; November: 2; December: 2
2020-04-06 | July: 17; August: 13354.5; September: 0; October: B; November: 2; December: 2
2020-04-06 | July: 18; August: 12688.25; September: 0; October: B; November: 1; December: 1
2020-04-06 | July: 19; August: 12014; September: 0; October: B; November: 1; December: 1
2020-04-06 | July: 20; August: 10788.25; September: 0; October: B; November: 1; December: 2
2020-04-06 | July: 21; August: 9600.25; September: 0; October: B; November: 2; December: 2
2020-04-06 | July: 22; August: 8631.75; September: 0; October: B; November: 3; December: 3
2020-04-06 | July: 23; August: 7757.5; September: 0; October: B; November: 3; December: 3
2020-04-07 | July: 0; August: 7333.5; September: 0; October: B; November: 3; December: 3
2020-04-07 | July: 1; August: 7011; September: 0; October: B; November: 3; December: 3
2020-04-07 | July: 2; August: 6899.5; September: 0; October: B; November: 3; December: 3
2020-04-07 | July: 3; August: 7084; September: 0; October: B; November: 3; December: 3
2020-04-07 | July: 4; August: 7407.75; September: 0; October: B; November: 3; December: 3
2020-04-07 | July: 5; August: 7759.25; September: 0; October: B; November: 3; December: 3
2020-04-07 | July: 6; August: 8379; September: 0; October: B; November: 2; December: 2
2020-04-07 | July: 7; August: 8993.75; September: 0; October: B; November: 1; December: 1
2020-04-07 | July: 8; August: 10258.5; September: 0; October: B; November: 1; December: 1
2020-04-07 | July: 9; August: 11239.25; September: 0; October: B; November: 2; December: 1
2020-04-07 | July: 10; August: 12001.5; September: 0; October: B; November: 2; December: 2
2020-04-07 | July: 11; August: 11860.5; September: 0; October: B; November: 2; December: 2
2020-04-07 | July: 12; August: 11842; September: 0; October: B; November: 2; December: 2
2020-04-07 | July: 13; August: 11618; September: 0; October: B; November: 2; December: 2
2020-04-07 | July: 14; August: 11366; September: 0; October: B; November: 2; December: 2
2020-04-07 | July: 15; August: 11456; September: 0; October: B; November: 2; December: 2
2020-04-07 | July: 16; August: 12024; September: 0; October: B; November: 2; December: 2
2020-04-07 | July: 17; August: 12822.25; September: 0; October: B; November: 2; December: 2
2020-04-07 | July: 18; August: 13031.25; September: 0; October: B; November: 1; December: 1
2020-04-07 | July: 19; August: 12666.25; September: 0; October: B; November: 1; December: 1
2020-04-07 | July: 20; August: 11117.75; September: 0; October: B; November: 1; December: 2
2020-04-07 | July: 21; August: 9990.75; September: 0; October: B; November: 2; December: 2
2020-04-07 | July: 22; August: 8859; September: 0; October: B; November: 3; December: 3
2020-04-07 | July: 23; August: 8014.75; September: 0; October: B; November: 3; December: 3
2020-04-08 | July: 0; August: 7601.25; September: 0; October: B; November: 3; December: 3
2020-04-08 | July: 1; August: 7101.75; September: 0; October: B; November: 3; December: 3
2020-04-08 | July: 2; August: 7028.25; September: 0; October: B; November: 3; December: 3
2020-04-08 | July: 3; August: 7178; September: 0; October: B; November: 3; December: 3
2020-04-08 | July: 4; August: 7470.25; September: 0; October: B; November: 3; December: 3
2020-04-08 | July: 5; August: 7701.5; September: 0; October: B; November: 3; December: 3
2020-04-08 | July: 6; August: 8417; September: 0; October: B; November: 2; December: 2
2020-04-08 | July: 7; August: 9187; September: 0; October: B; November: 1; December: 1
2020-04-08 | July: 8; August: 10363; September: 0; October: B; November: 1; December: 1
2020-04-08 | July: 9; August: 11130; September: 0; October: B; November: 2; December: 1
2020-04-08 | July: 10; August: 11386.25; September: 0; October: B; November: 2; December: 2
2020-04-08 | July: 11; August: 11490.75; September: 0; October: B; November: 2; December: 2
2020-04-08 | July: 12; August: 11681.25; September: 0; October: B; November: 2; December: 2
2020-04-08 | July: 13; August: 11360.25; September: 0; October: B; November: 2; December: 2
2020-04-08 | July: 14; August: 11329.5; September: 0; October: B; November: 2; December: 2
2020-04-08 | July: 15; August: 11341; September: 0; October: B; November: 2; December: 2
2020-04-08 | July: 16; August: 12063; September: 0; October: B; November: 2; December: 2
2020-04-08 | July: 17; August: 12725; September: 0; October: B; November: 2; December: 2
2020-04-08 | July: 18; August: 12932; September: 0; October: B; November: 1; December: 1
2020-04-08 | July: 19; August: 12681.25; September: 0; October: B; November: 1; December: 1
2020-04-08 | July: 20; August: 11296.5; September: 0; October: B; November: 1; December: 2
2020-04-08 | July: 21; August: 10090.25; September: 0; October: B; November: 2; December: 2
2020-04-08 | July: 22; August: 9022.5; September: 0; October: B; November: 3; December: 3
2020-04-08 | July: 23; August: 8055.75; September: 0; October: B; November: 3; December: 3
2020-04-09 | July: 0; August: 7574; September: 0; October: B; November: 3; December: 3
2020-04-09 | July: 1; August: 7187; September: 0; October: B; November: 3; December: 3
2020-04-09 | July: 2; August: 7114.5; September: 0; October: B; November: 3; December: 3
2020-04-09 | July: 3; August: 7267; September: 0; October: B; November: 3; December: 3
2020-04-09 | July: 4; August: 7632.25; September: 0; October: B; November: 3; December: 3
2020-04-09 | July: 5; August: 7912; September: 0; October: B; November: 3; December: 3
2020-04-09 | July: 6; August: 8322.75; September: 0; October: B; November: 2; December: 2
2020-04-09 | July: 7; August: 9018; September: 0; October: B; November: 1; December: 1
2020-04-09 | July: 8; August: 10386; September: 0; October: B; November: 1; December: 1
2020-04-09 | July: 9; August: 11294.25; September: 0; October: B; November: 2; December: 1
2020-04-09 | July: 10; August: 11659.25; September: 0; October: B; November: 2; December: 2
2020-04-09 | July: 11; August: 11755.5; September: 0; October: B; November: 2; December: 2
2020-04-09 | July: 12; August: 11949; September: 0; October: B; November: 2; December: 2
2020-04-09 | July: 13; August: 11852.75; September: 0; October: B; November: 2; December: 2
2020-04-09 | July: 14; August: 11409; September: 0; October: B; November: 2; December: 2
2020-04-09 | July: 15; August: 11553.75; September: 0; October: B; November: 2; December: 2
2020-04-09 | July: 16; August: 11801.75; September: 0; October: B; November: 2; December: 2
2020-04-09 | July: 17; August: 12721.25; September: 0; October: B; November: 2; December: 2
2020-04-09 | July: 18; August: 12756; September: 0; October: B; November: 1; December: 1
2020-04-09 | July: 19; August: 12261; September: 0; October: B; November: 1; December: 1
2020-04-09 | July: 20; August: 10559.5; September: 0; October: B; November: 1; December: 2
2020-04-09 | July: 21; August: 10085; September: 0; October: B; November: 2; December: 2
2020-04-09 | July: 22; August: 9327.75; September: 0; October: B; November: 3; December: 3
2020-04-09 | July: 23; August: 8484.5; September: 0; October: B; November: 3; December: 3
2020-04-10 | July: 0; August: 7901.5; September: 1; October: B; November: 3; December: 3
2020-04-10 | July: 1; August: 7527.25; September: 1; October: B; November: 3; December: 3
2020-04-10 | July: 2; August: 7419.5; September: 1; October: B; November: 3; December: 3
2020-04-10 | July: 3; August: 7492.75; September: 1; October: B; November: 3; December: 3
2020-04-10 | July: 4; August: 7688.75; September: 1; October: B; November: 3; December: 3
2020-04-10 | July: 5; August: 7825.75; September: 1; October: B; November: 3; December: 3
2020-04-10 | July: 6; August: 7827.5; September: 1; October: B; November: 3; December: 3
2020-04-10 | July: 7; August: 7661.25; September: 1; October: B; November: 3; December: 3
2020-04-10 | July: 8; August: 8664.5; September: 1; October: B; November: 3; December: 3
2020-04-10 | July: 9; August: 9745; September: 1; October: B; November: 3; December: 3
2020-04-10 | July: 10; August: 10483; September: 1; October: B; November: 3; December: 3
2020-04-10 | July: 11; August: 10768.75; September: 1; October: B; November: 3; December: 3
2020-04-10 | July: 12; August: 10948.5; September: 1; October: B; November: 3; December: 3
2020-04-10 | July: 13; August: 10628.75; September: 1; October: B; November: 3; December: 3
2020-04-10 | July: 14; August: 10344.25; September: 1; October: B; November: 3; December: 3
2020-04-10 | July: 15; August: 10258.25; September: 1; October: B; November: 3; December: 3
2020-04-10 | July: 16; August: 10409.75; September: 1; October: B; November: 3; December: 3
2020-04-10 | July: 17; August: 11035.25; September: 1; October: B; November: 3; December: 3
2020-04-10 | July: 18; August: 11722.5; September: 1; October: B; November: 2; December: 3
2020-04-10 | July: 19; August: 11782.25; September: 1; October: B; November: 2; December: 3
2020-04-10 | July: 20; August: 10599.25; September: 1; October: B; November: 3; December: 3
2020-04-10 | July: 21; August: 9787.75; September: 1; October: B; November: 3; December: 3
2020-04-10 | July: 22; August: 8829; September: 1; October: B; November: 3; December: 3
2020-04-10 | July: 23; August: 8210.5; September: 1; October: B; November: 3; December: 3
2020-04-11 | July: 0; August: 7731.75; September: 0; October: B; November: 3; December: 3
2020-04-11 | July: 1; August: 7378.5; September: 0; October: B; November: 3; December: 3
2020-04-11 | July: 2; August: 7272; September: 0; October: B; November: 3; December: 3
2020-04-11 | July: 3; August: 7250; September: 0; October: B; November: 3; December: 3
2020-04-11 | July: 4; August: 7367.25; September: 0; October: B; November: 3; December: 3
2020-04-11 | July: 5; August: 7520.5; September: 0; October: B; November: 3; December: 3
2020-04-11 | July: 6; August: 7917; September: 0; October: B; November: 3; December: 3
2020-04-11 | July: 7; August: 7975.75; September: 0; October: B; November: 2; December: 2
2020-04-11 | July: 8; August: 9202.25; September: 0; October: B; November: 2; December: 2
2020-04-11 | July: 9; August: 9980.25; September: 0; October: B; November: 2; December: 2
2020-04-11 | July: 10; August: 10812.75; September: 0; October: B; November: 2; December: 2
2020-04-11 | July: 11; August: 11350; September: 0; October: B; November: 2; December: 2
2020-04-11 | July: 12; August: 11341.75; September: 0; October: B; November: 3; December: 3
2020-04-11 | July: 13; August: 11060.25; September: 0; October: B; November: 3; December: 3
2020-04-11 | July: 14; August: 10660; September: 0; October: B; November: 3; December: 3
2020-04-11 | July: 15; August: 10699.5; September: 0; October: B; November: 3; December: 3
2020-04-11 | July: 16; August: 11228.5; September: 0; October: B; November: 3; December: 3
2020-04-11 | July: 17; August: 11762.5; September: 0; October: B; November: 3; December: 3
2020-04-11 | July: 18; August: 12361.75; September: 0; October: B; November: 2; December: 2
2020-04-11 | July: 19; August: 11745.25; September: 0; October: B; November: 2; December: 2
2020-04-11 | July: 20; August: 10445.25; September: 0; October: B; November: 3; December: 3
2020-04-11 | July: 21; August: 9600; September: 0; October: B; November: 3; December: 3
2020-04-11 | July: 22; August: 8806.25; September: 0; October: B; November: 3; December: 3
2020-04-11 | July: 23; August: 8080.25; September: 0; October: B; November: 3; December: 3
2020-04-12 | July: 0; August: 7638.25; September: 0; October: B; November: 3; December: 3
2020-04-12 | July: 1; August: 7262.75; September: 0; October: B; November: 3; December: 3
2020-04-12 | July: 2; August: 7086.5; September: 0; October: B; November: 3; December: 3
2020-04-12 | July: 3; August: 7161.25; September: 0; October: B; November: 3; December: 3
2020-04-12 | July: 4; August: 7301.75; September: 0; October: B; November: 3; December: 3
2020-04-12 | July: 5; August: 7450.5; September: 0; October: B; November: 3; December: 3
2020-04-12 | July: 6; August: 7756.25; September: 0; October: B; November: 3; December: 3
2020-04-12 | July: 7; August: 7870.25; September: 0; October: B; November: 3; December: 3
2020-04-12 | July: 8; August: 8792.25; September: 0; October: B; November: 3; December: 3
2020-04-12 | July: 9; August: 10021.5; September: 0; October: B; November: 3; December: 3
2020-04-12 | July: 10; August: 10955.25; September: 0; October: B; November: 3; December: 3
2020-04-12 | July: 11; August: 11592.25; September: 0; October: B; November: 3; December: 3
2020-04-12 | July: 12; August: 11565.25; September: 0; October: B; November: 3; December: 3
2020-04-12 | July: 13; August: 11180.25; September: 0; October: B; November: 3; December: 3
2020-04-12 | July: 14; August: 10600.25; September: 0; October: B; November: 3; December: 3
2020-04-12 | July: 15; August: 10319; September: 0; October: B; November: 3; December: 3
2020-04-12 | July: 16; August: 10424.5; September: 0; October: B; November: 3; December: 3
2020-04-12 | July: 17; August: 10892.25; September: 0; October: B; November: 3; December: 3
2020-04-12 | July: 18; August: 11612.5; September: 0; October: B; November: 2; December: 3
2020-04-12 | July: 19; August: 11586.5; September: 0; October: B; November: 2; December: 3
2020-04-12 | July: 20; August: 10154.25; September: 0; October: B; November: 3; December: 3
2020-04-12 | July: 21; August: 9122.25; September: 0; October: B; November: 3; December: 3
2020-04-12 | July: 22; August: 8465.5; September: 0; October: B; November: 3; December: 3
2020-04-12 | July: 23; August: 7801; September: 0; October: B; November: 3; December: 3
2020-04-13 | July: 0; August: 7416.25; September: 1; October: B; November: 3; December: 3
2020-04-13 | July: 1; August: 7009.25; September: 1; October: B; November: 3; December: 3
2020-04-13 | July: 2; August: 6897.75; September: 1; October: B; November: 3; December: 3
2020-04-13 | July: 3; August: 6986.25; September: 1; October: B; November: 3; December: 3
2020-04-13 | July: 4; August: 7234.75; September: 1; October: B; November: 3; December: 3
2020-04-13 | July: 5; August: 7346.25; September: 1; October: B; November: 3; December: 3
2020-04-13 | July: 6; August: 7637.75; September: 1; October: B; November: 3; December: 3
2020-04-13 | July: 7; August: 7760; September: 1; October: B; November: 3; December: 3
2020-04-13 | July: 8; August: 8812.5; September: 1; October: B; November: 3; December: 3
2020-04-13 | July: 9; August: 9946.25; September: 1; October: B; November: 3; December: 3
2020-04-13 | July: 10; August: 10646; September: 1; October: B; November: 3; December: 3
2020-04-13 | July: 11; August: 11163.75; September: 1; October: B; November: 3; December: 3
2020-04-13 | July: 12; August: 11113; September: 1; October: B; November: 3; December: 3
2020-04-13 | July: 13; August: 10977; September: 1; October: B; November: 3; December: 3
2020-04-13 | July: 14; August: 10525; September: 1; October: B; November: 3; December: 3
2020-04-13 | July: 15; August: 10550.75; September: 1; October: B; November: 3; December: 3
2020-04-13 | July: 16; August: 10754; September: 1; October: B; November: 3; December: 3
2020-04-13 | July: 17; August: 11492.25; September: 1; October: B; November: 3; December: 3
2020-04-13 | July: 18; August: 12255.75; September: 1; October: B; November: 2; December: 3
2020-04-13 | July: 19; August: 12042; September: 1; October: B; November: 2; December: 3
2020-04-13 | July: 20; August: 10727.25; September: 1; October: B; November: 3; December: 3
2020-04-13 | July: 21; August: 9655; September: 1; October: B; November: 3; December: 3
2020-04-13 | July: 22; August: 8665.5; September: 1; October: B; November: 3; December: 3
2020-04-13 | July: 23; August: 7860.25; September: 1; October: B; November: 3; December: 3
2020-04-14 | July: 0; August: 7457.25; September: 0; October: B; November: 3; December: 3
2020-04-14 | July: 1; August: 7135.5; September: 0; October: B; November: 3; December: 3
2020-04-14 | July: 2; August: 6977; September: 0; October: B; November: 3; December: 3
2020-04-14 | July: 3; August: 7019.75; September: 0; October: B; November: 3; December: 3
2020-04-14 | July: 4; August: 7336.75; September: 0; October: B; November: 3; December: 3
2020-04-14 | July: 5; August: 7648.25; September: 0; October: B; November: 3; December: 3
2020-04-14 | July: 6; August: 8458.5; September: 0; October: B; November: 2; December: 2
2020-04-14 | July: 7; August: 9049.25; September: 0; October: B; November: 1; December: 1
2020-04-14 | July: 8; August: 10183.25; September: 0; October: B; November: 1; December: 1
2020-04-14 | July: 9; August: 10968; September: 0; October: B; November: 2; December: 1
2020-04-14 | July: 10; August: 11524.25; September: 0; October: B; November: 2; December: 2
2020-04-14 | July: 11; August: 11623; September: 0; October: B; November: 2; December: 2
2020-04-14 | July: 12; August: 11665.75; September: 0; October: B; November: 2; December: 2
2020-04-14 | July: 13; August: 11586.75; September: 0; October: B; November: 2; December: 2
2020-04-14 | July: 14; August: 11373.5; September: 0; October: B; November: 2; December: 2
2020-04-14 | July: 15; August: 11340; September: 0; October: B; November: 2; December: 2
2020-04-14 | July: 16; August: 11879.75; September: 0; October: B; November: 2; December: 2
2020-04-14 | July: 17; August: 12924.75; September: 0; October: B; November: 2; December: 2
2020-04-14 | July: 18; August: 13239.25; September: 0; October: B; November: 1; December: 1
2020-04-14 | July: 19; August: 12654.5; September: 0; October: B; November: 1; December: 1
2020-04-14 | July: 20; August: 11217; September: 0; October: B; November: 1; December: 2
2020-04-14 | July: 21; August: 10100; September: 0; October: B; November: 2; December: 2
2020-04-14 | July: 22; August: 9200.75; September: 0; October: B; November: 3; December: 3
2020-04-14 | July: 23; August: 8445; September: 0; October: B; November: 3; December: 3
2020-04-15 | July: 0; August: 7929; September: 0; October: B; November: 3; December: 3
2020-04-15 | July: 1; August: 7555.75; September: 0; October: B; November: 3; December: 3
2020-04-15 | July: 2; August: 7457; September: 0; October: B; November: 3; December: 3
2020-04-15 | July: 3; August: 7575.25; September: 0; October: B; November: 3; December: 3
2020-04-15 | July: 4; August: 7836.5; September: 0; October: B; November: 3; December: 3
2020-04-15 | July: 5; August: 8168; September: 0; October: B; November: 3; December: 3
2020-04-15 | July: 6; August: 8878.75; September: 0; October: B; November: 2; December: 2
2020-04-15 | July: 7; August: 9442.75; September: 0; October: B; November: 1; December: 1
2020-04-15 | July: 8; August: 10511; September: 0; October: B; November: 1; December: 1
2020-04-15 | July: 9; August: 11334; September: 0; October: B; November: 2; December: 1
2020-04-15 | July: 10; August: 11716.25; September: 0; October: B; November: 2; December: 2
2020-04-15 | July: 11; August: 11599.5; September: 0; October: B; November: 2; December: 2
2020-04-15 | July: 12; August: 11906.75; September: 0; October: B; November: 2; December: 2
2020-04-15 | July: 13; August: 11888.5; September: 0; October: B; November: 2; December: 2
2020-04-15 | July: 14; August: 11738; September: 0; October: B; November: 2; December: 2
2020-04-15 | July: 15; August: 11860.75; September: 0; October: B; November: 2; December: 2
2020-04-15 | July: 16; August: 12698; September: 0; October: B; November: 2; December: 2
2020-04-15 | July: 17; August: 13464; September: 0; October: B; November: 2; December: 2
2020-04-15 | July: 18; August: 13513; September: 0; October: B; November: 1; December: 1
2020-04-15 | July: 19; August: 12454.75; September: 0; October: B; November: 1; December: 1
2020-04-15 | July: 20; August: 11041.75; September: 0; October: B; November: 1; December: 2
2020-04-15 | July: 21; August: 10004.25; September: 0; October: B; November: 2; December: 2
2020-04-15 | July: 22; August: 9077; September: 0; October: B; November: 3; December: 3
2020-04-15 | July: 23; August: 8270.75; September: 0; October: B; November: 3; December: 3
2020-04-16 | July: 0; August: 7788; September: 0; October: B; November: 3; December: 3
2020-04-16 | July: 1; August: 7417.5; September: 0; October: B; November: 3; December: 3
2020-04-16 | July: 2; August: 7386.25; September: 0; October: B; November: 3; December: 3
2020-04-16 | July: 3; August: 7507; September: 0; October: B; November: 3; December: 3
2020-04-16 | July: 4; August: 7816.75; September: 0; October: B; November: 3; December: 3
2020-04-16 | July: 5; August: 8059.75; September: 0; October: B; November: 3; December: 3
2020-04-16 | July: 6; August: 8872.25; September: 0; October: B; November: 2; December: 2
2020-04-16 | July: 7; August: 9378.5; September: 0; October: B; November: 1; December: 1
2020-04-16 | July: 8; August: 10634.5; September: 0; October: B; November: 1; December: 1
2020-04-16 | July: 9; August: 11416.75; September: 0; October: B; November: 2; December: 1
2020-04-16 | July: 10; August: 11667.75; September: 0; October: B; November: 2; December: 2
2020-04-16 | July: 11; August: 12030.25; September: 0; October: B; November: 2; December: 2
2020-04-16 | July: 12; August: 12472; September: 0; October: B; November: 2; December: 2
2020-04-16 | July: 13; August: 12273.25; September: 0; October: B; November: 2; December: 2
2020-04-16 | July: 14; August: 11893.75; September: 0; October: B; November: 2; December: 2
2020-04-16 | July: 15; August: 11878.75; September: 0; October: B; November: 2; December: 2
2020-04-16 | July: 16; August: 12314.25; September: 0; October: B; November: 2; December: 2
2020-04-16 | July: 17; August: 13053.5; September: 0; October: B; November: 2; December: 2
2020-04-16 | July: 18; August: 13784; September: 0; October: B; November: 1; December: 1
2020-04-16 | July: 19; August: 12924.75; September: 0; October: B; November: 1; December: 1
2020-04-16 | July: 20; August: 11339; September: 0; October: B; November: 1; December: 2
2020-04-16 | July: 21; August: 10343; September: 0; October: B; November: 2; December: 2
2020-04-16 | July: 22; August: 9349.25; September: 0; October: B; November: 3; December: 3
2020-04-16 | July: 23; August: 8456.75; September: 0; October: B; November: 3; December: 3
2020-04-17 | July: 0; August: 7935.5; September: 0; October: B; November: 3; December: 3
2020-04-17 | July: 1; August: 7599; September: 0; October: B; November: 3; December: 3
2020-04-17 | July: 2; August: 7432.5; September: 0; October: B; November: 3; December: 3
2020-04-17 | July: 3; August: 7523.75; September: 0; October: B; November: 3; December: 3
2020-04-17 | July: 4; August: 7860.25; September: 0; October: B; November: 3; December: 3
2020-04-17 | July: 5; August: 8133; September: 0; October: B; November: 3; December: 3
2020-04-17 | July: 6; August: 8803.75; September: 0; October: B; November: 2; December: 2
2020-04-17 | July: 7; August: 9256.25; September: 0; October: B; November: 1; December: 1
2020-04-17 | July: 8; August: 10488.25; September: 0; October: B; November: 1; December: 1
2020-04-17 | July: 9; August: 11387.25; September: 0; October: B; November: 2; December: 1
2020-04-17 | July: 10; August: 11724.25; September: 0; October: B; November: 2; December: 2
2020-04-17 | July: 11; August: 11666; September: 0; October: B; November: 2; December: 2
2020-04-17 | July: 12; August: 11861.25; September: 0; October: B; November: 2; December: 2
2020-04-17 | July: 13; August: 11551.75; September: 0; October: B; November: 2; December: 2
2020-04-17 | July: 14; August: 11263.75; September: 0; October: B; November: 2; December: 2
2020-04-17 | July: 15; August: 11227.75; September: 0; October: B; November: 2; December: 2
2020-04-17 | July: 16; August: 11596.75; September: 0; October: B; November: 2; December: 2
2020-04-17 | July: 17; August: 12226.5; September: 0; October: B; November: 2; December: 2
2020-04-17 | July: 18; August: 12609.75; September: 0; October: B; November: 1; December: 1
2020-04-17 | July: 19; August: 12105.25; September: 0; October: B; November: 1; December: 1
2020-04-17 | July: 20; August: 10662.25; September: 0; October: B; November: 1; December: 2
2020-04-17 | July: 21; August: 9665; September: 0; October: B; November: 2; December: 2
2020-04-17 | July: 22; August: 8711.25; September: 0; October: B; November: 3; December: 3
2020-04-17 | July: 23; August: 8028.75; September: 0; October: B; November: 3; December: 3
2020-04-18 | July: 0; August: 7496.25; September: 0; October: B; November: 3; December: 3
2020-04-18 | July: 1; August: 7107.5; September: 0; October: B; November: 3; December: 3
2020-04-18 | July: 2; August: 6952; September: 0; October: B; November: 3; December: 3
2020-04-18 | July: 3; August: 6995; September: 0; October: B; November: 3; December: 3
2020-04-18 | July: 4; August: 7149.75; September: 0; October: B; November: 3; December: 3
2020-04-18 | July: 5; August: 7324.75; September: 0; October: B; November: 3; December: 3
2020-04-18 | July: 6; August: 7797.25; September: 0; October: B; November: 3; December: 3
2020-04-18 | July: 7; August: 7937.25; September: 0; October: B; November: 2; December: 2
2020-04-18 | July: 8; August: 9245.75; September: 0; October: B; November: 2; December: 2
2020-04-18 | July: 9; August: 10230.25; September: 0; October: B; November: 2; December: 2
2020-04-18 | July: 10; August: 10977.25; September: 0; October: B; November: 2; December: 2
2020-04-18 | July: 11; August: 11372.5; September: 0; October: B; November: 2; December: 2
2020-04-18 | July: 12; August: 11364; September: 0; October: B; November: 3; December: 3
2020-04-18 | July: 13; August: 11093; September: 0; October: B; November: 3; December: 3
2020-04-18 | July: 14; August: 10762.75; September: 0; October: B; November: 3; December: 3
2020-04-18 | July: 15; August: 10705.5; September: 0; October: B; November: 3; December: 3
2020-04-18 | July: 16; August: 10987; September: 0; October: B; November: 3; December: 3
2020-04-18 | July: 17; August: 11236.5; September: 0; October: B; November: 3; December: 3
2020-04-18 | July: 18; August: 12250.5; September: 0; October: B; November: 2; December: 2
2020-04-18 | July: 19; August: 11881.25; September: 0; October: B; November: 2; December: 2
2020-04-18 | July: 20; August: 10612.25; September: 0; October: B; November: 3; December: 3
2020-04-18 | July: 21; August: 9850.5; September: 0; October: B; November: 3; December: 3
2020-04-18 | July: 22; August: 8973.75; September: 0; October: B; November: 3; December: 3
2020-04-18 | July: 23; August: 8126.5; September: 0; October: B; November: 3; December: 3
2020-04-19 | July: 0; August: 7590.5; September: 0; October: B; November: 3; December: 3
2020-04-19 | July: 1; August: 7222.75; September: 0; October: B; November: 3; December: 3
2020-04-19 | July: 2; August: 7006; September: 0; October: B; November: 3; December: 3
2020-04-19 | July: 3; August: 7090.25; September: 0; October: B; November: 3; December: 3
2020-04-19 | July: 4; August: 7197; September: 0; October: B; November: 3; December: 3
2020-04-19 | July: 5; August: 7331.25; September: 0; October: B; November: 3; December: 3
2020-04-19 | July: 6; August: 7691.25; September: 0; October: B; November: 3; December: 3
2020-04-19 | July: 7; August: 7643.5; September: 0; October: B; November: 3; December: 3
2020-04-19 | July: 8; August: 8485.25; September: 0; October: B; November: 3; December: 3
2020-04-19 | July: 9; August: 9548; September: 0; October: B; November: 3; December: 3
2020-04-19 | July: 10; August: 10568.25; September: 0; October: B; November: 3; December: 3
2020-04-19 | July: 11; August: 11210.25; September: 0; October: B; November: 3; December: 3
2020-04-19 | July: 12; August: 11313.5; September: 0; October: B; November: 3; December: 3
2020-04-19 | July: 13; August: 10948.75; September: 0; October: B; November: 3; December: 3
2020-04-19 | July: 14; August: 10613; September: 0; October: B; November: 3; December: 3
2020-04-19 | July: 15; August: 10483.5; September: 0; October: B; November: 3; December: 3
2020-04-19 | July: 16; August: 10787.5; September: 0; October: B; November: 3; December: 3
2020-04-19 | July: 17; August: 11316.75; September: 0; October: B; November: 3; December: 3
2020-04-19 | July: 18; August: 12267.25; September: 0; October: B; November: 2; December: 3
2020-04-19 | July: 19; August: 12055.75; September: 0; October: B; November: 2; December: 3
2020-04-19 | July: 20; August: 10657.75; September: 0; October: B; November: 3; December: 3
2020-04-19 | July: 21; August: 9532; September: 0; October: B; November: 3; December: 3
2020-04-19 | July: 22; August: 8671.5; September: 0; October: B; November: 3; December: 3
2020-04-19 | July: 23; August: 8020; September: 0; October: B; November: 3; December: 3
2020-04-20 | July: 0; August: 7551.25; September: 0; October: B; November: 3; December: 3
2020-04-20 | July: 1; August: 7223.25; September: 0; October: B; November: 3; December: 3
2020-04-20 | July: 2; August: 7107.75; September: 0; October: B; November: 3; December: 3
2020-04-20 | July: 3; August: 7139.5; September: 0; October: B; November: 3; December: 3
2020-04-20 | July: 4; August: 7425.75; September: 0; October: B; November: 3; December: 3
2020-04-20 | July: 5; August: 7797.5; September: 0; October: B; November: 3; December: 3
2020-04-20 | July: 6; August: 8526.25; September: 0; October: B; November: 2; December: 2
2020-04-20 | July: 7; August: 9367.25; September: 0; October: B; November: 1; December: 1
2020-04-20 | July: 8; August: 10479; September: 0; October: B; November: 1; December: 1
2020-04-20 | July: 9; August: 11435.25; September: 0; October: B; November: 2; December: 1
2020-04-20 | July: 10; August: 11981.5; September: 0; October: B; November: 2; December: 2
2020-04-20 | July: 11; August: 12455.25; September: 0; October: B; November: 2; December: 2
2020-04-20 | July: 12; August: 12629.25; September: 0; October: B; November: 2; December: 2
2020-04-20 | July: 13; August: 12261; September: 0; October: B; November: 2; December: 2
2020-04-20 | July: 14; August: 12124.5; September: 0; October: B; November: 2; December: 2
2020-04-20 | July: 15; August: 12259.5; September: 0; October: B; November: 2; December: 2
2020-04-20 | July: 16; August: 12725; September: 0; October: B; November: 2; December: 2
2020-04-20 | July: 17; August: 13607.75; September: 0; October: B; November: 2; December: 2
2020-04-20 | July: 18; August: 13886.25; September: 0; October: B; November: 1; December: 1
2020-04-20 | July: 19; August: 12371.5; September: 0; October: B; November: 1; December: 1
2020-04-20 | July: 20; August: 10973.75; September: 0; October: B; November: 1; December: 2
2020-04-20 | July: 21; August: 9893.5; September: 0; October: B; November: 2; December: 2
2020-04-20 | July: 22; August: 8867.75; September: 0; October: B; November: 3; December: 3
2020-04-20 | July: 23; August: 8063; September: 0; October: B; November: 3; December: 3
2020-04-21 | July: 0; August: 7588.25; September: 0; October: B; November: 3; December: 3
2020-04-21 | July: 1; August: 7261; September: 0; October: B; November: 3; December: 3
2020-04-21 | July: 2; August: 7189.75; September: 0; October: B; November: 3; December: 3
2020-04-21 | July: 3; August: 7395; September: 0; October: B; November: 3; December: 3
2020-04-21 | July: 4; August: 7657; September: 0; October: B; November: 3; December: 3
2020-04-21 | July: 5; August: 8037; September: 0; October: B; November: 3; December: 3
2020-04-21 | July: 6; August: 8808.75; September: 0; October: B; November: 2; December: 2
2020-04-21 | July: 7; August: 9583; September: 0; October: B; November: 1; December: 1
2020-04-21 | July: 8; August: 10839.25; September: 0; October: B; November: 1; December: 1
2020-04-21 | July: 9; August: 11547; September: 0; October: B; November: 2; December: 1
2020-04-21 | July: 10; August: 11824.5; September: 0; October: B; November: 2; December: 2
2020-04-21 | July: 11; August: 11938; September: 0; October: B; November: 2; December: 2
2020-04-21 | July: 12; August: 11969.75; September: 0; October: B; November: 2; December: 2
2020-04-21 | July: 13; August: 11674.5; September: 0; October: B; November: 2; December: 2
2020-04-21 | July: 14; August: 11344; September: 0; October: B; November: 2; December: 2
2020-04-21 | July: 15; August: 11582; September: 0; October: B; November: 2; December: 2
2020-04-21 | July: 16; August: 12157.5; September: 0; October: B; November: 2; December: 2
2020-04-21 | July: 17; August: 13136.5; September: 0; October: B; November: 2; December: 2
2020-04-21 | July: 18; August: 13552; September: 0; October: B; November: 1; December: 1
2020-04-21 | July: 19; August: 12661.25; September: 0; October: B; November: 1; December: 1
2020-04-21 | July: 20; August: 11051.25; September: 0; October: B; November: 1; December: 2
2020-04-21 | July: 21; August: 10064.25; September: 0; October: B; November: 2; December: 2
2020-04-21 | July: 22; August: 9147.25; September: 0; October: B; November: 3; December: 3
2020-04-21 | July: 23; August: 8240.25; September: 0; October: B; November: 3; December: 3
2020-04-22 | July: 0; August: 7677.5; September: 0; October: B; November: 3; December: 3
2020-04-22 | July: 1; August: 7289; September: 0; October: B; November: 3; December: 3
2020-04-22 | July: 2; August: 7188.5; September: 0; October: B; November: 3; December: 3
2020-04-22 | July: 3; August: 7331.5; September: 0; October: B; November: 3; December: 3
2020-04-22 | July: 4; August: 7698.75; September: 0; October: B; November: 3; December: 3
2020-04-22 | July: 5; August: 7990.75; September: 0; October: B; November: 3; December: 3
2020-04-22 | July: 6; August: 8756.75; September: 0; October: B; November: 2; December: 2
2020-04-22 | July: 7; August: 9540.5; September: 0; October: B; November: 1; December: 1
2020-04-22 | July: 8; August: 10729.75; September: 0; October: B; November: 1; December: 1
2020-04-22 | July: 9; August: 11584.5; September: 0; October: B; November: 2; December: 1
2020-04-22 | July: 10; August: 11760.25; September: 0; October: B; November: 2; December: 2
2020-04-22 | July: 11; August: 11968.75; September: 0; October: B; November: 2; December: 2
2020-04-22 | July: 12; August: 12010; September: 0; October: B; November: 2; December: 2
2020-04-22 | July: 13; August: 11748; September: 0; October: B; November: 2; December: 2
2020-04-22 | July: 14; August: 11336.25; September: 0; October: B; November: 2; December: 2
2020-04-22 | July: 15; August: 11572.75; September: 0; October: B; November: 2; December: 2
2020-04-22 | July: 16; August: 12110.75; September: 0; October: B; November: 2; December: 2
2020-04-22 | July: 17; August: 13092.5; September: 0; October: B; November: 2; December: 2
2020-04-22 | July: 18; August: 13500.5; September: 0; October: B; November: 1; December: 1
2020-04-22 | July: 19; August: 12434.5; September: 0; October: B; November: 1; December: 1
2020-04-22 | July: 20; August: 11110.5; September: 0; October: B; November: 1; December: 2
2020-04-22 | July: 21; August: 9982.25; September: 0; October: B; November: 2; December: 2
2020-04-22 | July: 22; August: 8974.5; September: 0; October: B; November: 3; December: 3
2020-04-22 | July: 23; August: 8107.25; September: 0; October: B; November: 3; December: 3
2020-04-23 | July: 0; August: 7691.25; September: 0; October: B; November: 3; December: 3
2020-04-23 | July: 1; August: 7240.5; September: 0; October: B; November: 3; December: 3
2020-04-23 | July: 2; August: 7124.75; September: 0; October: B; November: 3; December: 3
2020-04-23 | July: 3; August: 7244.5; September: 0; October: B; November: 3; December: 3
2020-04-23 | July: 4; August: 7532.75; September: 0; October: B; November: 3; December: 3
2020-04-23 | July: 5; August: 7909.25; September: 0; October: B; November: 3; December: 3
2020-04-23 | July: 6; August: 8634.25; September: 0; October: B; November: 2; December: 2
2020-04-23 | July: 7; August: 9380.5; September: 0; October: B; November: 1; December: 1
2020-04-23 | July: 8; August: 10634.5; September: 0; October: B; November: 1; December: 1
2020-04-23 | July: 9; August: 11414.5; September: 0; October: B; November: 2; December: 1
2020-04-23 | July: 10; August: 11727.5; September: 0; October: B; November: 2; December: 2
2020-04-23 | July: 11; August: 11911.5; September: 0; October: B; November: 2; December: 2
2020-04-23 | July: 12; August: 11998.25; September: 0; October: B; November: 2; December: 2
2020-04-23 | July: 13; August: 11687.25; September: 0; October: B; November: 2; December: 2
2020-04-23 | July: 14; August: 11626.75; September: 0; October: B; November: 2; December: 2
2020-04-23 | July: 15; August: 11764; September: 0; October: B; November: 2; December: 2
2020-04-23 | July: 16; August: 12294.75; September: 0; October: B; November: 2; December: 2
2020-04-23 | July: 17; August: 13306; September: 0; October: B; November: 2; December: 2
2020-04-23 | July: 18; August: 14014; September: 0; October: B; November: 1; December: 1
2020-04-23 | July: 19; August: 12549.5; September: 0; October: B; November: 1; December: 1
2020-04-23 | July: 20; August: 10850.25; September: 0; October: B; November: 1; December: 2
2020-04-23 | July: 21; August: 10307.5; September: 0; October: B; November: 2; December: 2
2020-04-23 | July: 22; August: 9428.75; September: 0; October: B; November: 3; December: 3
2020-04-23 | July: 23; August: 8451.75; September: 0; October: B; November: 3; December: 3
2020-04-24 | July: 0; August: 7810.5; September: 0; October: B; November: 3; December: 3
2020-04-24 | July: 1; August: 7365.5; September: 0; October: B; November: 3; December: 3
2020-04-24 | July: 2; August: 7256.5; September: 0; October: B; November: 3; December: 3
2020-04-24 | July: 3; August: 7385.5; September: 0; October: B; November: 3; December: 3
2020-04-24 | July: 4; August: 7699.75; September: 0; October: B; November: 3; December: 3
2020-04-24 | July: 5; August: 8021.5; September: 0; October: B; November: 3; December: 3
2020-04-24 | July: 6; August: 8597.5; September: 0; October: B; November: 2; December: 2
2020-04-24 | July: 7; August: 9513.75; September: 0; October: B; November: 1; December: 1
2020-04-24 | July: 8; August: 10848.5; September: 0; October: B; November: 1; December: 1
2020-04-24 | July: 9; August: 11638.75; September: 0; October: B; November: 2; December: 1
2020-04-24 | July: 10; August: 12027.75; September: 0; October: B; November: 2; December: 2
2020-04-24 | July: 11; August: 12200.75; September: 0; October: B; November: 2; December: 2
2020-04-24 | July: 12; August: 12323.75; September: 0; October: B; November: 2; December: 2
2020-04-24 | July: 13; August: 12001.25; September: 0; October: B; November: 2; December: 2
2020-04-24 | July: 14; August: 11664.75; September: 0; October: B; November: 2; December: 2
2020-04-24 | July: 15; August: 11584.25; September: 0; October: B; November: 2; December: 2
2020-04-24 | July: 16; August: 11890; September: 0; October: B; November: 2; December: 2
2020-04-24 | July: 17; August: 12586; September: 0; October: B; November: 2; December: 2
2020-04-24 | July: 18; August: 13301.75; September: 0; October: B; November: 1; December: 1
2020-04-24 | July: 19; August: 12416.5; September: 0; October: B; November: 1; December: 1
2020-04-24 | July: 20; August: 10808; September: 0; October: B; November: 1; December: 2
2020-04-24 | July: 21; August: 9819; September: 0; October: B; November: 2; December: 2
2020-04-24 | July: 22; August: 9145.5; September: 0; October: B; November: 3; December: 3
2020-04-24 | July: 23; August: 8386.75; September: 0; October: B; November: 3; December: 3
2020-04-25 | July: 0; August: 7771; September: 0; October: B; November: 3; December: 3
2020-04-25 | July: 1; August: 7351.5; September: 0; October: B; November: 3; December: 3
2020-04-25 | July: 2; August: 7252.75; September: 0; October: B; November: 3; December: 3
2020-04-25 | July: 3; August: 7256.5; September: 0; October: B; November: 3; December: 3
2020-04-25 | July: 4; August: 7431.25; September: 0; October: B; November: 3; December: 3
2020-04-25 | July: 5; August: 7519; September: 0; October: B; November: 3; December: 3
2020-04-25 | July: 6; August: 7987.25; September: 0; October: B; November: 3; December: 3
2020-04-25 | July: 7; August: 8127.25; September: 0; October: B; November: 2; December: 2
2020-04-25 | July: 8; August: 9419.75; September: 0; October: B; November: 2; December: 2
2020-04-25 | July: 9; August: 10394; September: 0; October: B; November: 2; December: 2
2020-04-25 | July: 10; August: 11127.25; September: 0; October: B; November: 2; December: 2
2020-04-25 | July: 11; August: 11467.75; September: 0; October: B; November: 2; December: 2
2020-04-25 | July: 12; August: 11341.25; September: 0; October: B; November: 3; December: 3
2020-04-25 | July: 13; August: 11096.25; September: 0; October: B; November: 3; December: 3
2020-04-25 | July: 14; August: 10819; September: 0; October: B; November: 3; December: 3
2020-04-25 | July: 15; August: 10816; September: 0; October: B; November: 3; December: 3
2020-04-25 | July: 16; August: 11137; September: 0; October: B; November: 3; December: 3
2020-04-25 | July: 17; August: 11690.75; September: 0; October: B; November: 3; December: 3
2020-04-25 | July: 18; August: 12774.75; September: 0; October: B; November: 2; December: 2
2020-04-25 | July: 19; August: 12152.5; September: 0; October: B; November: 2; December: 2
2020-04-25 | July: 20; August: 10661.75; September: 0; October: B; November: 3; December: 3
2020-04-25 | July: 21; August: 9907; September: 0; October: B; November: 3; December: 3
2020-04-25 | July: 22; August: 9144.75; September: 0; October: B; November: 3; December: 3
2020-04-25 | July: 23; August: 8372.25; September: 0; October: B; November: 3; December: 3
2020-04-26 | July: 0; August: 7855.5; September: 0; October: B; November: 3; December: 3
2020-04-26 | July: 1; August: 7397; September: 0; October: B; November: 3; December: 3
2020-04-26 | July: 2; August: 7204.75; September: 0; October: B; November: 3; December: 3
2020-04-26 | July: 3; August: 7291.25; September: 0; October: B; November: 3; December: 3
2020-04-26 | July: 4; August: 7342.5; September: 0; October: B; November: 3; December: 3
2020-04-26 | July: 5; August: 7418.75; September: 0; October: B; November: 3; December: 3
2020-04-26 | July: 6; August: 7783.75; September: 0; October: B; November: 3; December: 3
2020-04-26 | July: 7; August: 7712; September: 0; October: B; November: 3; December: 3
2020-04-26 | July: 8; August: 8717.75; September: 0; October: B; November: 3; December: 3
2020-04-26 | July: 9; August: 9740.25; September: 0; October: B; November: 3; December: 3
2020-04-26 | July: 10; August: 10605.75; September: 0; October: B; November: 3; December: 3
2020-04-26 | July: 11; August: 11195; September: 0; October: B; November: 3; December: 3
2020-04-26 | July: 12; August: 11347; September: 0; October: B; November: 3; December: 3
2020-04-26 | July: 13; August: 11166.25; September: 0; October: B; November: 3; December: 3
2020-04-26 | July: 14; August: 10673.75; September: 0; October: B; November: 3; December: 3
2020-04-26 | July: 15; August: 10613.75; September: 0; October: B; November: 3; December: 3
2020-04-26 | July: 16; August: 11069; September: 0; October: B; November: 3; December: 3
2020-04-26 | July: 17; August: 11825; September: 0; October: B; November: 3; December: 3
2020-04-26 | July: 18; August: 12684.5; September: 0; October: B; November: 2; December: 3
2020-04-26 | July: 19; August: 11706.25; September: 0; October: B; November: 2; December: 3
2020-04-26 | July: 20; August: 10459.5; September: 0; October: B; November: 3; December: 3
2020-04-26 | July: 21; August: 9540.75; September: 0; October: B; November: 3; December: 3
2020-04-26 | July: 22; August: 8849.5; September: 0; October: B; November: 3; December: 3
2020-04-26 | July: 23; August: 8036.5; September: 0; October: B; November: 3; December: 3
2020-04-27 | July: 0; August: 7555.75; September: 7; October: B; November: 3; December: 3
2020-04-27 | July: 1; August: 7238.25; September: 7; October: B; November: 3; December: 3
2020-04-27 | July: 2; August: 7103.25; September: 7; October: B; November: 3; December: 3
2020-04-27 | July: 3; August: 7227.75; September: 7; October: B; November: 3; December: 3
2020-04-27 | July: 4; August: 7526.75; September: 7; October: B; November: 3; December: 3
2020-04-27 | July: 5; August: 7561.25; September: 7; October: B; November: 3; December: 3
2020-04-27 | July: 6; August: 7943.25; September: 7; October: B; November: 3; December: 3
2020-04-27 | July: 7; August: 8212.5; September: 7; October: B; November: 2; December: 2
2020-04-27 | July: 8; August: 9285.25; September: 7; October: B; November: 2; December: 2
2020-04-27 | July: 9; August: 10338.25; September: 7; October: B; November: 2; December: 2
2020-04-27 | July: 10; August: 11083.75; September: 7; October: B; November: 2; December: 2
2020-04-27 | July: 11; August: 11272.25; September: 7; October: B; November: 2; December: 2
2020-04-27 | July: 12; August: 11082.5; September: 7; October: B; November: 3; December: 3
2020-04-27 | July: 13; August: 10862; September: 7; October: B; November: 3; December: 3
2020-04-27 | July: 14; August: 10665.5; September: 7; October: B; November: 3; December: 3
2020-04-27 | July: 15; August: 10670; September: 7; October: B; November: 3; December: 3
2020-04-27 | July: 16; August: 11068.25; September: 7; October: B; November: 3; December: 3
2020-04-27 | July: 17; August: 12076.5; September: 7; October: B; November: 3; December: 3
2020-04-27 | July: 18; August: 13016; September: 7; October: B; November: 2; December: 2
2020-04-27 | July: 19; August: 12183.75; September: 7; October: B; November: 2; December: 2
2020-04-27 | July: 20; August: 10754.5; September: 7; October: B; November: 3; December: 3
2020-04-27 | July: 21; August: 9667.25; September: 7; October: B; November: 3; December: 3
2020-04-27 | July: 22; August: 8761.5; September: 7; October: B; November: 3; December: 3
2020-04-27 | July: 23; August: 8012; September: 7; October: B; November: 3; December: 3
2020-04-28 | July: 0; August: 7530.75; September: 0; October: B; November: 3; December: 3
2020-04-28 | July: 1; August: 7064.75; September: 0; October: B; November: 3; December: 3
2020-04-28 | July: 2; August: 6935.25; September: 0; October: B; November: 3; December: 3
2020-04-28 | July: 3; August: 7124.25; September: 0; October: B; November: 3; December: 3
2020-04-28 | July: 4; August: 7382.75; September: 0; October: B; November: 3; December: 3
2020-04-28 | July: 5; August: 7712.5; September: 0; October: B; November: 3; December: 3
2020-04-28 | July: 6; August: 8489.75; September: 0; October: B; November: 2; December: 2
2020-04-28 | July: 7; August: 9485.75; September: 0; October: B; November: 1; December: 1
2020-04-28 | July: 8; August: 10554; September: 0; October: B; November: 1; December: 1
2020-04-28 | July: 9; August: 11222; September: 0; October: B; November: 2; December: 1
2020-04-28 | July: 10; August: 11476.5; September: 0; October: B; November: 2; December: 2
2020-04-28 | July: 11; August: 11703.75; September: 0; October: B; November: 2; December: 2
2020-04-28 | July: 12; August: 11889; September: 0; October: B; November: 2; December: 2
2020-04-28 | July: 13; August: 11678.25; September: 0; October: B; November: 2; December: 2
2020-04-28 | July: 14; August: 11549.75; September: 0; October: B; November: 2; December: 2
2020-04-28 | July: 15; August: 11656.75; September: 0; October: B; November: 2; December: 2
2020-04-28 | July: 16; August: 12090.25; September: 0; October: B; November: 2; December: 2
2020-04-28 | July: 17; August: 12951.75; September: 0; October: B; November: 2; December: 2
2020-04-28 | July: 18; August: 13782.75; September: 0; October: B; November: 1; December: 1
2020-04-28 | July: 19; August: 12595.5; September: 0; October: B; November: 1; December: 1
2020-04-28 | July: 20; August: 10952; September: 0; October: B; November: 1; December: 2
2020-04-28 | July: 21; August: 10046.5; September: 0; October: B; November: 2; December: 2
2020-04-28 | July: 22; August: 9145.5; September: 0; October: B; November: 3; December: 3
2020-04-28 | July: 23; August: 8296.75; September: 0; October: B; November: 3; December: 3
2020-04-29 | July: 0; August: 7744.25; September: 0; October: B; November: 3; December: 3
2020-04-29 | July: 1; August: 7287; September: 0; October: B; November: 3; December: 3
2020-04-29 | July: 2; August: 7144.25; September: 0; October: B; November: 3; December: 3
2020-04-29 | July: 3; August: 7309; September: 0; October: B; November: 3; December: 3
2020-04-29 | July: 4; August: 7635.5; September: 0; October: B; November: 3; December: 3
2020-04-29 | July: 5; August: 7892.75; September: 0; October: B; November: 3; December: 3
2020-04-29 | July: 6; August: 8622; September: 0; October: B; November: 2; December: 2
2020-04-29 | July: 7; August: 9810.75; September: 0; October: B; November: 1; December: 1
2020-04-29 | July: 8; August: 10768.5; September: 0; October: B; November: 1; December: 1
2020-04-29 | July: 9; August: 11488.25; September: 0; October: B; November: 2; December: 1
2020-04-29 | July: 10; August: 11902.25; September: 0; October: B; November: 2; December: 2
2020-04-29 | July: 11; August: 12099.5; September: 0; October: B; November: 2; December: 2
2020-04-29 | July: 12; August: 12116; September: 0; October: B; November: 2; December: 2
2020-04-29 | July: 13; August: 11912.75; September: 0; October: B; November: 2; December: 2
2020-04-29 | July: 14; August: 11779.25; September: 0; October: B; November: 2; December: 2
2020-04-29 | July: 15; August: 11744; September: 0; October: B; November: 2; December: 2
2020-04-29 | July: 16; August: 12244.25; September: 0; October: B; November: 2; December: 2
2020-04-29 | July: 17; August: 13056.75; September: 0; October: B; November: 2; December: 2
2020-04-29 | July: 18; August: 13710.75; September: 0; October: B; November: 1; December: 1
2020-04-29 | July: 19; August: 12490.75; September: 0; October: B; November: 1; December: 1
2020-04-29 | July: 20; August: 11174.75; September: 0; October: B; November: 1; December: 2
2020-04-29 | July: 21; August: 10181; September: 0; October: B; November: 2; December: 2
2020-04-29 | July: 22; August: 9196.25; September: 0; October: B; November: 3; December: 3
2020-04-29 | July: 23; August: 8370.75; September: 0; October: B; November: 3; December: 3
2020-04-30 | July: 0; August: 7821.25; September: 0; October: B; November: 3; December: 3
2020-04-30 | July: 1; August: 7339.5; September: 0; October: B; November: 3; December: 3
2020-04-30 | July: 2; August: 7303.25; September: 0; October: B; November: 3; December: 3
2020-04-30 | July: 3; August: 7479.25; September: 0; October: B; November: 3; December: 3
2020-04-30 | July: 4; August: 7750.25; September: 0; October: B; November: 3; December: 3
2020-04-30 | July: 5; August: 8019.75; September: 0; October: B; November: 3; December: 3
2020-04-30 | July: 6; August: 8795.5; September: 0; October: B; November: 2; December: 2
2020-04-30 | July: 7; August: 9635; September: 0; October: B; November: 1; December: 1
2020-04-30 | July: 8; August: 10686.25; September: 0; October: B; November: 1; December: 1
2020-04-30 | July: 9; August: 11406; September: 0; October: B; November: 2; December: 1
2020-04-30 | July: 10; August: 11720.75; September: 0; October: B; November: 2; December: 2
2020-04-30 | July: 11; August: 11893.5; September: 0; October: B; November: 2; December: 2
2020-04-30 | July: 12; August: 11981; September: 0; October: B; November: 2; December: 2
2020-04-30 | July: 13; August: 11749.75; September: 0; October: B; November: 2; December: 2
2020-04-30 | July: 14; August: 11652.5; September: 0; October: B; November: 2; December: 2
2020-04-30 | July: 15; August: 11536.5; September: 0; October: B; November: 2; December: 2
2020-04-30 | July: 16; August: 11908; September: 0; October: B; November: 2; December: 2
2020-04-30 | July: 17; August: 12581.5; September: 0; October: B; November: 2; December: 2
2020-04-30 | July: 18; August: 13621.25; September: 0; October: B; November: 1; December: 1
2020-04-30 | July: 19; August: 12265.25; September: 0; October: B; November: 1; December: 1
2020-04-30 | July: 20; August: 10864.25; September: 0; October: B; November: 1; December: 2
2020-04-30 | July: 21; August: 9954.5; September: 0; October: B; November: 2; December: 2
2020-04-30 | July: 22; August: 9052.75; September: 0; October: B; November: 3; December: 3
2020-04-30 | July: 23; August: 8175.5; September: 0; October: B; November: 3; December: 3
2020-05-01 | July: 0; August: 7616.5; September: 7; October: B; November: 3; December: 3
2020-05-01 | July: 1; August: 7269.75; September: 7; October: B; November: 3; December: 3
2020-05-01 | July: 2; August: 7125.75; September: 7; October: B; November: 3; December: 3
2020-05-01 | July: 3; August: 7267.25; September: 7; October: B; November: 3; December: 3
2020-05-01 | July: 4; August: 7503.75; September: 7; October: B; November: 3; December: 3
2020-05-01 | July: 5; August: 7623.25; September: 7; October: B; November: 3; December: 3
2020-05-01 | July: 6; August: 8073.5; September: 7; October: B; November: 3; December: 3
2020-05-01 | July: 7; August: 8368; September: 7; October: B; November: 2; December: 2
2020-05-01 | July: 8; August: 9447.5; September: 7; October: B; November: 2; December: 2
2020-05-01 | July: 9; August: 10456.5; September: 7; October: B; November: 2; December: 2
2020-05-01 | July: 10; August: 11003.25; September: 7; October: B; November: 2; December: 2
2020-05-01 | July: 11; August: 11306; September: 7; October: B; November: 2; December: 2
2020-05-01 | July: 12; August: 11331; September: 7; October: B; November: 3; December: 3
2020-05-01 | July: 13; August: 10949.25; September: 7; October: B; November: 3; December: 3
2020-05-01 | July: 14; August: 10605.25; September: 7; October: B; November: 3; December: 3
2020-05-01 | July: 15; August: 10576.25; September: 7; October: B; November: 3; December: 3
2020-05-01 | July: 16; August: 10899.25; September: 7; October: B; November: 3; December: 3
2020-05-01 | July: 17; August: 11667.5; September: 7; October: B; November: 3; December: 3
2020-05-01 | July: 18; August: 12750.75; September: 7; October: B; November: 2; December: 2
2020-05-01 | July: 19; August: 11974.5; September: 7; October: B; November: 2; December: 2
2020-05-01 | July: 20; August: 10890; September: 7; October: B; November: 3; December: 3
2020-05-01 | July: 21; August: 9956.25; September: 7; October: B; November: 3; December: 3
2020-05-01 | July: 22; August: 9101; September: 7; October: B; November: 3; December: 3
2020-05-01 | July: 23; August: 8312.5; September: 7; October: B; November: 3; December: 3
2020-05-02 | July: 0; August: 7830.25; September: 0; October: B; November: 3; December: 3
2020-05-02 | July: 1; August: 7449; September: 0; October: B; November: 3; December: 3
2020-05-02 | July: 2; August: 7250.25; September: 0; October: B; November: 3; December: 3
2020-05-02 | July: 3; August: 7278.75; September: 0; October: B; November: 3; December: 3
2020-05-02 | July: 4; August: 7386.25; September: 0; October: B; November: 3; December: 3
2020-05-02 | July: 5; August: 7604.75; September: 0; October: B; November: 3; December: 3
2020-05-02 | July: 6; August: 8110.25; September: 0; October: B; November: 3; December: 3
2020-05-02 | July: 7; August: 8630.25; September: 0; October: B; November: 2; December: 2
2020-05-02 | July: 8; August: 9905.25; September: 0; October: B; November: 2; December: 2
2020-05-02 | July: 9; August: 10749.5; September: 0; October: B; November: 2; December: 2
2020-05-02 | July: 10; August: 11293; September: 0; October: B; November: 2; December: 2
2020-05-02 | July: 11; August: 11422.75; September: 0; October: B; November: 2; December: 2
2020-05-02 | July: 12; August: 11380; September: 0; October: B; November: 3; December: 3
2020-05-02 | July: 13; August: 11022.25; September: 0; October: B; November: 3; December: 3
2020-05-02 | July: 14; August: 10754.25; September: 0; October: B; November: 3; December: 3
2020-05-02 | July: 15; August: 10897.5; September: 0; October: B; November: 3; December: 3
2020-05-02 | July: 16; August: 11525; September: 0; October: B; November: 3; December: 3
2020-05-02 | July: 17; August: 12260.25; September: 0; October: B; November: 3; December: 3
2020-05-02 | July: 18; August: 13118; September: 0; October: B; November: 2; December: 2
2020-05-02 | July: 19; August: 11815.25; September: 0; October: B; November: 2; December: 2
2020-05-02 | July: 20; August: 10577.75; September: 0; October: B; November: 3; December: 3
2020-05-02 | July: 21; August: 9740; September: 0; October: B; November: 3; December: 3
2020-05-02 | July: 22; August: 8945; September: 0; October: B; November: 3; December: 3
2020-05-02 | July: 23; August: 8225.5; September: 0; October: B; November: 3; December: 3
2020-05-03 | July: 0; August: 7651.5; September: 0; October: B; November: 3; December: 3
2020-05-03 | July: 1; August: 7284.5; September: 0; October: B; November: 3; December: 3
2020-05-03 | July: 2; August: 7182.25; September: 0; October: B; November: 3; December: 3
2020-05-03 | July: 3; August: 7233; September: 0; October: B; November: 3; December: 3
2020-05-03 | July: 4; August: 7350.5; September: 0; October: B; November: 3; December: 3
2020-05-03 | July: 5; August: 7459.75; September: 0; October: B; November: 3; December: 3
2020-05-03 | July: 6; August: 7960.25; September: 0; October: B; November: 3; December: 3
2020-05-03 | July: 7; August: 8233.25; September: 0; October: B; November: 3; December: 3
2020-05-03 | July: 8; August: 9098.25; September: 0; October: B; November: 3; December: 3
2020-05-03 | July: 9; August: 10226.25; September: 0; October: B; November: 3; December: 3
2020-05-03 | July: 10; August: 11185.75; September: 0; October: B; November: 3; December: 3
2020-05-03 | July: 11; August: 11910.25; September: 0; October: B; November: 3; December: 3
2020-05-03 | July: 12; August: 12005.75; September: 0; October: B; November: 3; December: 3
2020-05-03 | July: 13; August: 11577.5; September: 0; October: B; November: 3; December: 3
2020-05-03 | July: 14; August: 11075.5; September: 0; October: B; November: 3; December: 3
2020-05-03 | July: 15; August: 10787.75; September: 0; October: B; November: 3; December: 3
2020-05-03 | July: 16; August: 10997.25; September: 0; October: B; November: 3; December: 3
2020-05-03 | July: 17; August: 11577; September: 0; October: B; November: 3; December: 3
2020-05-03 | July: 18; August: 12792.5; September: 0; October: B; November: 2; December: 3
2020-05-03 | July: 19; August: 12138; September: 0; October: B; November: 2; December: 3
2020-05-03 | July: 20; August: 10762; September: 0; October: B; November: 3; December: 3
2020-05-03 | July: 21; August: 9680; September: 0; October: B; November: 3; December: 3
2020-05-03 | July: 22; August: 8721; September: 0; October: B; November: 3; December: 3
2020-05-03 | July: 23; August: 7819; September: 0; October: B; November: 3; December: 3
2020-05-04 | July: 0; August: 7283.25; September: 0; October: B; November: 3; December: 3
2020-05-04 | July: 1; August: 6994.25; September: 0; October: B; November: 3; December: 3
2020-05-04 | July: 2; August: 6910.25; September: 0; October: B; November: 3; December: 3
2020-05-04 | July: 3; August: 7091.5; September: 0; October: B; November: 3; December: 3
2020-05-04 | July: 4; August: 7445.75; September: 0; October: B; November: 3; December: 3
2020-05-04 | July: 5; August: 7911; September: 0; October: B; November: 3; December: 3
2020-05-04 | July: 6; August: 9049; September: 0; October: B; November: 2; December: 2
2020-05-04 | July: 7; August: 10426.75; September: 0; October: B; November: 1; December: 1
2020-05-04 | July: 8; August: 11650.25; September: 0; October: B; November: 1; December: 1
2020-05-04 | July: 9; August: 12327.75; September: 0; October: B; November: 2; December: 1
2020-05-04 | July: 10; August: 12467; September: 0; October: B; November: 2; December: 2
2020-05-04 | July: 11; August: 12555.25; September: 0; October: B; November: 2; December: 2
2020-05-04 | July: 12; August: 12495.25; September: 0; October: B; November: 2; December: 2
2020-05-04 | July: 13; August: 12367.5; September: 0; October: B; November: 2; December: 2
2020-05-04 | July: 14; August: 12316; September: 0; October: B; November: 2; December: 2
2020-05-04 | July: 15; August: 12412.75; September: 0; October: B; November: 2; December: 2
2020-05-04 | July: 16; August: 12857.25; September: 0; October: B; November: 2; December: 2
2020-05-04 | July: 17; August: 13553.5; September: 0; October: B; November: 2; December: 2
2020-05-04 | July: 18; August: 14448.5; September: 0; October: B; November: 1; December: 1
2020-05-04 | July: 19; August: 13268; September: 0; October: B; November: 1; December: 1
2020-05-04 | July: 20; August: 11678.75; September: 0; October: B; November: 1; December: 2
2020-05-04 | July: 21; August: 10475.75; September: 0; October: B; November: 2; December: 2
2020-05-04 | July: 22; August: 9438.25; September: 0; October: B; November: 3; December: 3
2020-05-04 | July: 23; August: 8647.75; September: 0; October: B; November: 3; December: 3
2020-05-05 | July: 0; August: 8112; September: 0; October: B; November: 3; December: 3
2020-05-05 | July: 1; August: 7759.5; September: 0; October: B; November: 3; December: 3
2020-05-05 | July: 2; August: 7648.75; September: 0; October: B; November: 3; December: 3
2020-05-05 | July: 3; August: 7734.25; September: 0; October: B; November: 3; December: 3
2020-05-05 | July: 4; August: 8078.5; September: 0; October: B; November: 3; December: 3
2020-05-05 | July: 5; August: 8547.75; September: 0; October: B; November: 3; December: 3
2020-05-05 | July: 6; August: 9493.75; September: 0; October: B; November: 2; December: 2
2020-05-05 | July: 7; August: 10717.75; September: 0; October: B; November: 1; December: 1
2020-05-05 | July: 8; August: 11883.25; September: 0; October: B; November: 1; December: 1
2020-05-05 | July: 9; August: 12494.25; September: 0; October: B; November: 2; December: 1
2020-05-05 | July: 10; August: 12776.5; September: 0; October: B; November: 2; December: 2
2020-05-05 | July: 11; August: 12997.75; September: 0; October: B; November: 2; December: 2
2020-05-05 | July: 12; August: 12913; September: 0; October: B; November: 2; December: 2
2020-05-05 | July: 13; August: 12649.25; September: 0; October: B; November: 2; December: 2
2020-05-05 | July: 14; August: 12569.25; September: 0; October: B; November: 2; December: 2
2020-05-05 | July: 15; August: 12645; September: 0; October: B; November: 2; December: 2
2020-05-05 | July: 16; August: 13247.25; September: 0; October: B; November: 2; December: 2
2020-05-05 | July: 17; August: 13830.25; September: 0; October: B; November: 2; December: 2
2020-05-05 | July: 18; August: 14647.25; September: 0; October: B; November: 1; December: 1
2020-05-05 | July: 19; August: 13267; September: 0; October: B; November: 1; December: 1
2020-05-05 | July: 20; August: 11587.5; September: 0; October: B; November: 1; December: 2
2020-05-05 | July: 21; August: 10451.25; September: 0; October: B; November: 2; December: 2
2020-05-05 | July: 22; August: 9499.75; September: 0; October: B; November: 3; December: 3
2020-05-05 | July: 23; August: 8625.5; September: 0; October: B; November: 3; December: 3
2020-05-06 | July: 0; August: 8118.5; September: 0; October: B; November: 3; December: 3
2020-05-06 | July: 1; August: 7837.75; September: 0; October: B; November: 3; December: 3
2020-05-06 | July: 2; August: 7708.75; September: 0; October: B; November: 3; December: 3
2020-05-06 | July: 3; August: 7893.5; September: 0; October: B; November: 3; December: 3
2020-05-06 | July: 4; August: 8158.5; September: 0; October: B; November: 3; December: 3
2020-05-06 | July: 5; August: 8612; September: 0; October: B; November: 3; December: 3
2020-05-06 | July: 6; August: 9607; September: 0; October: B; November: 2; December: 2
2020-05-06 | July: 7; August: 11031.25; September: 0; October: B; November: 1; December: 1
2020-05-06 | July: 8; August: 12347.75; September: 0; October: B; November: 1; December: 1
2020-05-06 | July: 9; August: 12934.25; September: 0; October: B; November: 2; December: 1
2020-05-06 | July: 10; August: 12900.5; September: 0; October: B; November: 2; December: 2
2020-05-06 | July: 11; August: 12815.5; September: 0; October: B; November: 2; December: 2
2020-05-06 | July: 12; August: 12877.5; September: 0; October: B; November: 2; December: 2
2020-05-06 | July: 13; August: 12732; September: 0; October: B; November: 2; December: 2
2020-05-06 | July: 14; August: 12722.75; September: 0; October: B; November: 2; December: 2
2020-05-06 | July: 15; August: 12828.5; September: 0; October: B; November: 2; December: 2
2020-05-06 | July: 16; August: 13411.25; September: 0; October: B; November: 2; December: 2
2020-05-06 | July: 17; August: 14012.5; September: 0; October: B; November: 2; December: 2
2020-05-06 | July: 18; August: 14578.25; September: 0; October: B; November: 1; December: 1
2020-05-06 | July: 19; August: 13254.75; September: 0; October: B; November: 1; December: 1
2020-05-06 | July: 20; August: 11852; September: 0; October: B; November: 1; December: 2
2020-05-06 | July: 21; August: 10763; September: 0; October: B; November: 2; December: 2
2020-05-06 | July: 22; August: 9640.25; September: 0; October: B; November: 3; December: 3
2020-05-06 | July: 23; August: 8681; September: 0; October: B; November: 3; December: 3
2020-05-07 | July: 0; August: 8110.5; September: 0; October: B; November: 3; December: 3
2020-05-07 | July: 1; August: 7808.75; September: 0; October: B; November: 3; December: 3
2020-05-07 | July: 2; August: 7731.25; September: 0; October: B; November: 3; December: 3
2020-05-07 | July: 3; August: 7901.5; September: 0; October: B; November: 3; December: 3
2020-05-07 | July: 4; August: 8266.75; September: 0; October: B; November: 3; December: 3
2020-05-07 | July: 5; August: 8703; September: 0; October: B; November: 3; December: 3
2020-05-07 | July: 6; August: 9708.25; September: 0; October: B; November: 2; December: 2
2020-05-07 | July: 7; August: 11144.5; September: 0; October: B; November: 1; December: 1
2020-05-07 | July: 8; August: 12261; September: 0; October: B; November: 1; December: 1
2020-05-07 | July: 9; August: 12817.25; September: 0; October: B; November: 2; December: 1
2020-05-07 | July: 10; August: 12907.5; September: 0; October: B; November: 2; December: 2
2020-05-07 | July: 11; August: 13006.5; September: 0; October: B; November: 2; December: 2
2020-05-07 | July: 12; August: 13109.5; September: 0; October: B; November: 2; December: 2
2020-05-07 | July: 13; August: 12933.25; September: 0; October: B; November: 2; December: 2
2020-05-07 | July: 14; August: 12925.75; September: 0; October: B; November: 2; December: 2
2020-05-07 | July: 15; August: 13003.25; September: 0; October: B; November: 2; December: 2
2020-05-07 | July: 16; August: 13443.75; September: 0; October: B; November: 2; December: 2
2020-05-07 | July: 17; August: 14118.25; September: 0; October: B; November: 2; December: 2
2020-05-07 | July: 18; August: 14748.5; September: 0; October: B; November: 1; December: 1
2020-05-07 | July: 19; August: 13272.75; September: 0; October: B; November: 1; December: 1
2020-05-07 | July: 20; August: 11797.25; September: 0; October: B; November: 1; December: 2
2020-05-07 | July: 21; August: 10571.25; September: 0; October: B; November: 2; December: 2
2020-05-07 | July: 22; August: 9616.75; September: 0; October: B; November: 3; December: 3
2020-05-07 | July: 23; August: 8789.25; September: 0; October: B; November: 3; December: 3
2020-05-08 | July: 0; August: 8226.5; September: 0; October: B; November: 3; December: 3
2020-05-08 | July: 1; August: 7861.75; September: 0; October: B; November: 3; December: 3
2020-05-08 | July: 2; August: 7669.25; September: 0; October: B; November: 3; December: 3
2020-05-08 | July: 3; August: 7919; September: 0; October: B; November: 3; December: 3
2020-05-08 | July: 4; August: 8257.75; September: 0; October: B; November: 3; December: 3
2020-05-08 | July: 5; August: 8700.5; September: 0; October: B; November: 3; December: 3
2020-05-08 | July: 6; August: 9692; September: 0; October: B; November: 2; December: 2
2020-05-08 | July: 7; August: 10940.25; September: 0; October: B; November: 1; December: 1
2020-05-08 | July: 8; August: 12331.5; September: 0; October: B; November: 1; December: 1
2020-05-08 | July: 9; August: 12964.5; September: 0; October: B; November: 2; December: 1
2020-05-08 | July: 10; August: 13027.5; September: 0; October: B; November: 2; December: 2
2020-05-08 | July: 11; August: 13113.25; September: 0; October: B; November: 2; December: 2
2020-05-08 | July: 12; August: 13088.75; September: 0; October: B; November: 2; December: 2
2020-05-08 | July: 13; August: 13013; September: 0; October: B; November: 2; December: 2
2020-05-08 | July: 14; August: 12696.25; September: 0; October: B; November: 2; December: 2
2020-05-08 | July: 15; August: 12553; September: 0; October: B; November: 2; December: 2
2020-05-08 | July: 16; August: 12823.5; September: 0; October: B; November: 2; December: 2
2020-05-08 | July: 17; August: 13184.25; September: 0; October: B; November: 2; December: 2
2020-05-08 | July: 18; August: 13811.5; September: 0; October: B; November: 1; December: 1
2020-05-08 | July: 19; August: 12685.5; September: 0; October: B; November: 1; December: 1
2020-05-08 | July: 20; August: 11303; September: 0; October: B; November: 1; December: 2
2020-05-08 | July: 21; August: 10333.75; September: 0; October: B; November: 2; December: 2
2020-05-08 | July: 22; August: 9303; September: 0; October: B; November: 3; December: 3
2020-05-08 | July: 23; August: 8549.75; September: 0; October: B; November: 3; December: 3
2020-05-09 | July: 0; August: 8011.75; September: 0; October: B; November: 3; December: 3
2020-05-09 | July: 1; August: 7563.75; September: 0; October: B; November: 3; December: 3
2020-05-09 | July: 2; August: 7506.25; September: 0; October: B; November: 3; December: 3
2020-05-09 | July: 3; August: 7569.75; September: 0; October: B; November: 3; December: 3
2020-05-09 | July: 4; August: 7670.5; September: 0; October: B; November: 3; December: 3
2020-05-09 | July: 5; August: 7950.5; September: 0; October: B; November: 3; December: 3
2020-05-09 | July: 6; August: 8442.75; September: 0; October: B; November: 3; December: 3
2020-05-09 | July: 7; August: 8955.75; September: 0; October: B; November: 2; December: 2
2020-05-09 | July: 8; August: 10461; September: 0; October: B; November: 2; December: 2
2020-05-09 | July: 9; August: 11688.25; September: 0; October: B; November: 2; December: 2
2020-05-09 | July: 10; August: 12148; September: 0; October: B; November: 2; December: 2
2020-05-09 | July: 11; August: 12245; September: 0; October: B; November: 2; December: 2
2020-05-09 | July: 12; August: 12140.25; September: 0; October: B; November: 3; December: 3
2020-05-09 | July: 13; August: 11705.75; September: 0; October: B; November: 3; December: 3
2020-05-09 | July: 14; August: 11310; September: 0; October: B; November: 3; December: 3
2020-05-09 | July: 15; August: 11286.75; September: 0; October: B; November: 3; December: 3
2020-05-09 | July: 16; August: 11670.25; September: 0; October: B; November: 3; December: 3
2020-05-09 | July: 17; August: 12052.25; September: 0; October: B; November: 3; December: 3
2020-05-09 | July: 18; August: 13131.75; September: 0; October: B; November: 2; December: 2
2020-05-09 | July: 19; August: 12248.5; September: 0; October: B; November: 2; December: 2
2020-05-09 | July: 20; August: 10862.25; September: 0; October: B; November: 3; December: 3
2020-05-09 | July: 21; August: 10067.25; September: 0; October: B; November: 3; December: 3
2020-05-09 | July: 22; August: 9067.75; September: 0; October: B; November: 3; December: 3
2020-05-09 | July: 23; August: 8262; September: 0; October: B; November: 3; December: 3
2020-05-10 | July: 0; August: 7682; September: 0; October: B; November: 3; December: 3
2020-05-10 | July: 1; August: 7327.25; September: 0; October: B; November: 3; December: 3
2020-05-10 | July: 2; August: 7203; September: 0; October: B; November: 3; December: 3
2020-05-10 | July: 3; August: 7310.25; September: 0; October: B; November: 3; December: 3
2020-05-10 | July: 4; August: 7422.25; September: 0; October: B; November: 3; December: 3
2020-05-10 | July: 5; August: 7534; September: 0; October: B; November: 3; December: 3
2020-05-10 | July: 6; August: 7983.75; September: 0; October: B; November: 3; December: 3
2020-05-10 | July: 7; August: 8363; September: 0; October: B; November: 3; December: 3
2020-05-10 | July: 8; August: 9462.75; September: 0; October: B; November: 3; December: 3
2020-05-10 | July: 9; August: 10911; September: 0; October: B; November: 3; December: 3
2020-05-10 | July: 10; August: 11528.25; September: 0; October: B; November: 3; December: 3
2020-05-10 | July: 11; August: 11891.5; September: 0; October: B; November: 3; December: 3
2020-05-10 | July: 12; August: 12022.25; September: 0; October: B; November: 3; December: 3
2020-05-10 | July: 13; August: 11438; September: 0; October: B; November: 3; December: 3
2020-05-10 | July: 14; August: 10818.75; September: 0; October: B; November: 3; December: 3
2020-05-10 | July: 15; August: 10731; September: 0; October: B; November: 3; December: 3
2020-05-10 | July: 16; August: 10861.75; September: 0; October: B; November: 3; December: 3
2020-05-10 | July: 17; August: 11752.75; September: 0; October: B; November: 3; December: 3
2020-05-10 | July: 18; August: 12962.5; September: 0; October: B; November: 2; December: 3
2020-05-10 | July: 19; August: 12155.25; September: 0; October: B; November: 2; December: 3
2020-05-10 | July: 20; August: 10663.5; September: 0; October: B; November: 3; December: 3
2020-05-10 | July: 21; August: 9618.25; September: 0; October: B; November: 3; December: 3
2020-05-10 | July: 22; August: 8710.75; September: 0; October: B; November: 3; December: 3
2020-05-10 | July: 23; August: 7960; September: 0; October: B; November: 3; December: 3
2020-05-11 | July: 0; August: 7475.25; September: 0; October: B; November: 3; December: 3
2020-05-11 | July: 1; August: 7202.5; September: 0; October: B; November: 3; December: 3
2020-05-11 | July: 2; August: 7182.75; September: 0; October: B; November: 3; December: 3
2020-05-11 | July: 3; August: 7292.75; September: 0; October: B; November: 3; December: 3
2020-05-11 | July: 4; August: 7625.25; September: 0; October: B; November: 3; December: 3
2020-05-11 | July: 5; August: 8090; September: 0; October: B; November: 3; December: 3
2020-05-11 | July: 6; August: 9352.25; September: 0; October: B; November: 2; December: 2
2020-05-11 | July: 7; August: 10586.5; September: 0; October: B; November: 1; December: 1
2020-05-11 | July: 8; August: 12023.5; September: 0; October: B; November: 1; December: 1
2020-05-11 | July: 9; August: 12829; September: 0; October: B; November: 2; December: 1
2020-05-11 | July: 10; August: 13029; September: 0; October: B; November: 2; December: 2
2020-05-11 | July: 11; August: 12986.75; September: 0; October: B; November: 2; December: 2
2020-05-11 | July: 12; August: 12974.75; September: 0; October: B; November: 2; December: 2
2020-05-11 | July: 13; August: 12730.25; September: 0; October: B; November: 2; December: 2
2020-05-11 | July: 14; August: 12649.25; September: 0; October: B; November: 2; December: 2
2020-05-11 | July: 15; August: 12741; September: 0; October: B; November: 2; December: 2
2020-05-11 | July: 16; August: 13310.75; September: 0; October: B; November: 2; December: 2
2020-05-11 | July: 17; August: 14212.25; September: 0; October: B; November: 2; December: 2
2020-05-11 | July: 18; August: 14787.75; September: 0; October: B; November: 1; December: 1
2020-05-11 | July: 19; August: 13369.25; September: 0; October: B; November: 1; December: 1
2020-05-11 | July: 20; August: 11883.75; September: 0; October: B; November: 1; December: 2
2020-05-11 | July: 21; August: 10561.5; September: 0; October: B; November: 2; December: 2
2020-05-11 | July: 22; August: 9457; September: 0; October: B; November: 3; December: 3
2020-05-11 | July: 23; August: 8501.25; September: 0; October: B; November: 3; December: 3
2020-05-12 | July: 0; August: 8104.25; September: 0; October: B; November: 3; December: 3
2020-05-12 | July: 1; August: 7763.25; September: 0; October: B; November: 3; December: 3
2020-05-12 | July: 2; August: 7758.5; September: 0; October: B; November: 3; December: 3
2020-05-12 | July: 3; August: 7878.5; September: 0; October: B; November: 3; December: 3
2020-05-12 | July: 4; August: 8178.5; September: 0; October: B; November: 3; December: 3
2020-05-12 | July: 5; August: 8650.75; September: 0; October: B; November: 3; December: 3
2020-05-12 | July: 6; August: 9543.25; September: 0; October: B; November: 2; December: 2
2020-05-12 | July: 7; August: 10672.5; September: 0; October: B; November: 1; December: 1
2020-05-12 | July: 8; August: 12422.75; September: 0; October: B; November: 1; December: 1
2020-05-12 | July: 9; August: 12932.75; September: 0; October: B; November: 2; December: 1
2020-05-12 | July: 10; August: 12882.25; September: 0; October: B; November: 2; December: 2
2020-05-12 | July: 11; August: 12921; September: 0; October: B; November: 2; December: 2
2020-05-12 | July: 12; August: 12895.25; September: 0; October: B; November: 2; December: 2
2020-05-12 | July: 13; August: 12690.75; September: 0; October: B; November: 2; December: 2
2020-05-12 | July: 14; August: 12844.5; September: 0; October: B; November: 2; December: 2
2020-05-12 | July: 15; August: 12972.25; September: 0; October: B; November: 2; December: 2
2020-05-12 | July: 16; August: 13722.75; September: 0; October: B; November: 2; December: 2
2020-05-12 | July: 17; August: 14634; September: 0; October: B; November: 2; December: 2
2020-05-12 | July: 18; August: 14966.75; September: 0; October: B; November: 1; December: 1
2020-05-12 | July: 19; August: 13249.25; September: 0; October: B; November: 1; December: 1
2020-05-12 | July: 20; August: 11572.75; September: 0; October: B; November: 1; December: 2
2020-05-12 | July: 21; August: 10452.5; September: 0; October: B; November: 2; December: 2
2020-05-12 | July: 22; August: 9330.25; September: 0; October: B; November: 3; December: 3
2020-05-12 | July: 23; August: 8504.75; September: 0; October: B; November: 3; December: 3
2020-05-13 | July: 0; August: 7946.5; September: 0; October: B; November: 3; December: 3
2020-05-13 | July: 1; August: 7591.75; September: 0; October: B; November: 3; December: 3
2020-05-13 | July: 2; August: 7539.5; September: 0; October: B; November: 3; December: 3
2020-05-13 | July: 3; August: 7696; September: 0; October: B; November: 3; December: 3
2020-05-13 | July: 4; August: 8076.5; September: 0; October: B; November: 3; December: 3
2020-05-13 | July: 5; August: 8562.25; September: 0; October: B; November: 3; December: 3
2020-05-13 | July: 6; August: 9572.5; September: 0; October: B; November: 2; December: 2
2020-05-13 | July: 7; August: 11132; September: 0; October: B; November: 1; December: 1
2020-05-13 | July: 8; August: 12402.5; September: 0; October: B; November: 1; December: 1
2020-05-13 | July: 9; August: 12949.5; September: 0; October: B; November: 2; December: 1
2020-05-13 | July: 10; August: 12966.25; September: 0; October: B; November: 2; December: 2
2020-05-13 | July: 11; August: 13114.5; September: 0; October: B; November: 2; December: 2
2020-05-13 | July: 12; August: 13353; September: 0; October: B; November: 2; December: 2
2020-05-13 | July: 13; August: 12908.25; September: 0; October: B; November: 2; December: 2
2020-05-13 | July: 14; August: 12764; September: 0; October: B; November: 2; December: 2
2020-05-13 | July: 15; August: 12790.5; September: 0; October: B; November: 2; December: 2
2020-05-13 | July: 16; August: 13283.75; September: 0; October: B; November: 2; December: 2
2020-05-13 | July: 17; August: 14243.75; September: 0; October: B; November: 2; December: 2
2020-05-13 | July: 18; August: 14889.75; September: 0; October: B; November: 1; December: 1
2020-05-13 | July: 19; August: 13418.5; September: 0; October: B; November: 1; December: 1
2020-05-13 | July: 20; August: 11704.5; September: 0; October: B; November: 1; December: 2
2020-05-13 | July: 21; August: 10612.25; September: 0; October: B; November: 2; December: 2
2020-05-13 | July: 22; August: 9819.75; September: 0; October: B; November: 3; December: 3
2020-05-13 | July: 23; August: 8731.75; September: 0; October: B; November: 3; December: 3
2020-05-14 | July: 0; August: 8171.5; September: 0; October: B; November: 3; December: 3
2020-05-14 | July: 1; August: 7847; September: 0; October: B; November: 3; December: 3
2020-05-14 | July: 2; August: 7728.75; September: 0; October: B; November: 3; December: 3
2020-05-14 | July: 3; August: 7864.25; September: 0; October: B; November: 3; December: 3
2020-05-14 | July: 4; August: 8209.5; September: 0; October: B; November: 3; December: 3
2020-05-14 | July: 5; August: 8713.75; September: 0; October: B; November: 3; December: 3
2020-05-14 | July: 6; August: 9617; September: 0; October: B; November: 2; December: 2
2020-05-14 | July: 7; August: 10789.5; September: 0; October: B; November: 1; December: 1
2020-05-14 | July: 8; August: 12329; September: 0; October: B; November: 1; December: 1
2020-05-14 | July: 9; August: 12842; September: 0; October: B; November: 2; December: 1
2020-05-14 | July: 10; August: 13118.25; September: 0; October: B; November: 2; December: 2
2020-05-14 | July: 11; August: 12929.5; September: 0; October: B; November: 2; December: 2
2020-05-14 | July: 12; August: 12937.25; September: 0; October: B; November: 2; December: 2
2020-05-14 | July: 13; August: 12659.25; September: 0; October: B; November: 2; December: 2
2020-05-14 | July: 14; August: 12491.5; September: 0; October: B; November: 2; December: 2
2020-05-14 | July: 15; August: 12726.25; September: 0; October: B; November: 2; December: 2
2020-05-14 | July: 16; August: 13586; September: 0; October: B; November: 2; December: 2
2020-05-14 | July: 17; August: 14222.25; September: 0; October: B; November: 2; December: 2
2020-05-14 | July: 18; August: 14955.5; September: 0; October: B; November: 1; December: 1
2020-05-14 | July: 19; August: 13507.25; September: 0; October: B; November: 1; December: 1
2020-05-14 | July: 20; August: 11903.5; September: 0; October: B; November: 1; December: 2
2020-05-14 | July: 21; August: 10646.5; September: 0; October: B; November: 2; December: 2
2020-05-14 | July: 22; August: 9536; September: 0; October: B; November: 3; December: 3
2020-05-14 | July: 23; August: 8551.5; September: 0; October: B; November: 3; December: 3
2020-05-15 | July: 0; August: 8009.25; September: 0; October: B; November: 3; December: 3
2020-05-15 | July: 1; August: 7722; September: 0; October: B; November: 3; December: 3
2020-05-15 | July: 2; August: 7633.25; September: 0; October: B; November: 3; December: 3
2020-05-15 | July: 3; August: 7884.5; September: 0; October: B; November: 3; December: 3
2020-05-15 | July: 4; August: 8236.25; September: 0; October: B; November: 3; December: 3
2020-05-15 | July: 5; August: 8708.25; September: 0; October: B; November: 3; December: 3
2020-05-15 | July: 6; August: 9619; September: 0; October: B; November: 2; December: 2
2020-05-15 | July: 7; August: 10924.5; September: 0; October: B; November: 1; December: 1
2020-05-15 | July: 8; August: 12486.25; September: 0; October: B; November: 1; December: 1
2020-05-15 | July: 9; August: 13363.75; September: 0; October: B; November: 2; December: 1
2020-05-15 | July: 10; August: 13304.25; September: 0; October: B; November: 2; December: 2
2020-05-15 | July: 11; August: 13419.5; September: 0; October: B; November: 2; December: 2
2020-05-15 | July: 12; August: 13719.5; September: 0; October: B; November: 2; December: 2
2020-05-15 | July: 13; August: 13233.75; September: 0; October: B; November: 2; December: 2
2020-05-15 | July: 14; August: 12756; September: 0; October: B; November: 2; December: 2
2020-05-15 | July: 15; August: 12423; September: 0; October: B; November: 2; December: 2
2020-05-15 | July: 16; August: 12784.75; September: 0; October: B; November: 2; December: 2
2020-05-15 | July: 17; August: 13357.25; September: 0; October: B; November: 2; December: 2
2020-05-15 | July: 18; August: 14120; September: 0; October: B; November: 1; December: 1
2020-05-15 | July: 19; August: 12774.25; September: 0; October: B; November: 1; December: 1
2020-05-15 | July: 20; August: 11275.25; September: 0; October: B; November: 1; December: 2
2020-05-15 | July: 21; August: 10382; September: 0; October: B; November: 2; December: 2
2020-05-15 | July: 22; August: 9434.25; September: 0; October: B; November: 3; December: 3
2020-05-15 | July: 23; August: 8635.25; September: 0; October: B; November: 3; December: 3
2020-05-16 | July: 0; August: 8046.25; September: 0; October: B; November: 3; December: 3
2020-05-16 | July: 1; August: 7689.25; September: 0; October: B; November: 3; December: 3
2020-05-16 | July: 2; August: 7540; September: 0; October: B; November: 3; December: 3
2020-05-16 | July: 3; August: 7695.5; September: 0; October: B; November: 3; December: 3
2020-05-16 | July: 4; August: 7815.5; September: 0; October: B; November: 3; December: 3
2020-05-16 | July: 5; August: 7959.25; September: 0; October: B; November: 3; December: 3
2020-05-16 | July: 6; August: 8544.5; September: 0; October: B; November: 3; December: 3
2020-05-16 | July: 7; August: 9068.5; September: 0; October: B; November: 2; December: 2
2020-05-16 | July: 8; August: 10529.5; September: 0; October: B; November: 2; December: 2
2020-05-16 | July: 9; August: 11796.5; September: 0; October: B; November: 2; December: 2
2020-05-16 | July: 10; August: 12216.5; September: 0; October: B; November: 2; December: 2
2020-05-16 | July: 11; August: 12333; September: 0; October: B; November: 2; December: 2
2020-05-16 | July: 12; August: 12224; September: 0; October: B; November: 3; December: 3
2020-05-16 | July: 13; August: 11841.5; September: 0; October: B; November: 3; December: 3
2020-05-16 | July: 14; August: 11296.75; September: 0; October: B; November: 3; December: 3
2020-05-16 | July: 15; August: 11149.25; September: 0; October: B; November: 3; December: 3
2020-05-16 | July: 16; August: 11554.75; September: 0; October: B; November: 3; December: 3
2020-05-16 | July: 17; August: 12399; September: 0; October: B; November: 3; December: 3
2020-05-16 | July: 18; August: 13622.5; September: 0; October: B; November: 2; December: 2
2020-05-16 | July: 19; August: 12285.75; September: 0; October: B; November: 2; December: 2
2020-05-16 | July: 20; August: 10911.75; September: 0; October: B; November: 3; December: 3
2020-05-16 | July: 21; August: 9927.5; September: 0; October: B; November: 3; December: 3
2020-05-16 | July: 22; August: 9019.5; September: 0; October: B; November: 3; December: 3
2020-05-16 | July: 23; August: 8239.25; September: 0; October: B; November: 3; December: 3
2020-05-17 | July: 0; August: 7655.75; September: 0; October: B; November: 3; December: 3
2020-05-17 | July: 1; August: 7271; September: 0; October: B; November: 3; December: 3
2020-05-17 | July: 2; August: 7118.25; September: 0; October: B; November: 3; December: 3
2020-05-17 | July: 3; August: 7151.5; September: 0; October: B; November: 3; December: 3
2020-05-17 | July: 4; August: 7210.75; September: 0; October: B; November: 3; December: 3
2020-05-17 | July: 5; August: 7460.5; September: 0; October: B; November: 3; December: 3
2020-05-17 | July: 6; August: 7899.75; September: 0; October: B; November: 3; December: 3
2020-05-17 | July: 7; August: 8151.5; September: 0; October: B; November: 3; December: 3
2020-05-17 | July: 8; August: 9278.75; September: 0; October: B; November: 3; December: 3
2020-05-17 | July: 9; August: 10720; September: 0; October: B; November: 3; December: 3
2020-05-17 | July: 10; August: 11442; September: 0; October: B; November: 3; December: 3
2020-05-17 | July: 11; August: 11987.5; September: 0; October: B; November: 3; December: 3
2020-05-17 | July: 12; August: 12012.75; September: 0; October: B; November: 3; December: 3
2020-05-17 | July: 13; August: 11543; September: 0; October: B; November: 3; December: 3
2020-05-17 | July: 14; August: 10955; September: 0; October: B; November: 3; December: 3
2020-05-17 | July: 15; August: 10852.5; September: 0; October: B; November: 3; December: 3
2020-05-17 | July: 16; August: 11286.75; September: 0; October: B; November: 3; December: 3
2020-05-17 | July: 17; August: 12733.25; September: 0; October: B; November: 3; December: 3
2020-05-17 | July: 18; August: 13415.75; September: 0; October: B; November: 2; December: 3
2020-05-17 | July: 19; August: 12244.25; September: 0; October: B; November: 2; December: 3
2020-05-17 | July: 20; August: 10666.75; September: 0; October: B; November: 3; December: 3
2020-05-17 | July: 21; August: 9605.75; September: 0; October: B; November: 3; December: 3
2020-05-17 | July: 22; August: 8743.5; September: 0; October: B; November: 3; December: 3
2020-05-17 | July: 23; August: 7842.5; September: 0; October: B; November: 3; December: 3
2020-05-18 | July: 0; August: 7380; September: 0; October: B; November: 3; December: 3
2020-05-18 | July: 1; August: 7040.25; September: 0; October: B; November: 3; December: 3
2020-05-18 | July: 2; August: 6990; September: 0; October: B; November: 3; December: 3
2020-05-18 | July: 3; August: 7237.5; September: 0; October: B; November: 3; December: 3
2020-05-18 | July: 4; August: 7607.25; September: 0; October: B; November: 3; December: 3
2020-05-18 | July: 5; August: 8094.25; September: 0; October: B; November: 3; December: 3
2020-05-18 | July: 6; August: 9464.25; September: 0; October: B; November: 2; December: 2
2020-05-18 | July: 7; August: 10771.25; September: 0; October: B; November: 1; December: 1
2020-05-18 | July: 8; August: 12113.25; September: 0; October: B; November: 1; December: 1
2020-05-18 | July: 9; August: 12980.75; September: 0; October: B; November: 2; December: 1
2020-05-18 | July: 10; August: 13253.75; September: 0; October: B; November: 2; December: 2
2020-05-18 | July: 11; August: 13303.75; September: 0; October: B; November: 2; December: 2
2020-05-18 | July: 12; August: 13161.5; September: 0; October: B; November: 2; December: 2
2020-05-18 | July: 13; August: 12849.5; September: 0; October: B; November: 2; December: 2
2020-05-18 | July: 14; August: 12798; September: 0; October: B; November: 2; December: 2
2020-05-18 | July: 15; August: 13038; September: 0; October: B; November: 2; December: 2
2020-05-18 | July: 16; August: 13672.25; September: 0; October: B; November: 2; December: 2
2020-05-18 | July: 17; August: 14694.5; September: 0; October: B; November: 2; December: 2
2020-05-18 | July: 18; August: 14796.75; September: 0; October: B; November: 1; December: 1
2020-05-18 | July: 19; August: 13044.75; September: 0; October: B; November: 1; December: 1
2020-05-18 | July: 20; August: 11561.25; September: 0; October: B; November: 1; December: 2
2020-05-18 | July: 21; August: 10263.25; September: 0; October: B; November: 2; December: 2
2020-05-18 | July: 22; August: 9343.25; September: 0; October: B; November: 3; December: 3
2020-05-18 | July: 23; August: 8473.25; September: 0; October: B; November: 3; December: 3
2020-05-19 | July: 0; August: 7991.5; September: 0; October: B; November: 3; December: 3
2020-05-19 | July: 1; August: 7661; September: 0; October: B; November: 3; December: 3
2020-05-19 | July: 2; August: 7596.25; September: 0; October: B; November: 3; December: 3
2020-05-19 | July: 3; August: 7748.25; September: 0; October: B; November: 3; December: 3
2020-05-19 | July: 4; August: 8184.5; September: 0; October: B; November: 3; December: 3
2020-05-19 | July: 5; August: 8622.75; September: 0; October: B; November: 3; December: 3
2020-05-19 | July: 6; August: 9797.25; September: 0; October: B; November: 2; December: 2
2020-05-19 | July: 7; August: 11121.25; September: 0; October: B; November: 1; December: 1
2020-05-19 | July: 8; August: 12615.75; September: 0; October: B; November: 1; December: 1
2020-05-19 | July: 9; August: 13270.75; September: 0; October: B; November: 2; December: 1
2020-05-19 | July: 10; August: 13244.25; September: 0; October: B; November: 2; December: 2
2020-05-19 | July: 11; August: 13161.5; September: 0; October: B; November: 2; December: 2
2020-05-19 | July: 12; August: 13268; September: 0; October: B; November: 2; December: 2
2020-05-19 | July: 13; August: 12964.25; September: 0; October: B; November: 2; December: 2
2020-05-19 | July: 14; August: 12884.5; September: 0; October: B; November: 2; December: 2
2020-05-19 | July: 15; August: 12897.5; September: 0; October: B; November: 2; December: 2
2020-05-19 | July: 16; August: 13382.75; September: 0; October: B; November: 2; December: 2
2020-05-19 | July: 17; August: 14181.5; September: 0; October: B; November: 2; December: 2
2020-05-19 | July: 18; August: 14821.75; September: 0; October: B; November: 1; December: 1
2020-05-19 | July: 19; August: 13540.75; September: 0; October: B; November: 1; December: 1
2020-05-19 | July: 20; August: 11827.5; September: 0; October: B; November: 1; December: 2
2020-05-19 | July: 21; August: 10744.75; September: 0; October: B; November: 2; December: 2
2020-05-19 | July: 22; August: 9674; September: 0; October: B; November: 3; December: 3
2020-05-19 | July: 23; August: 8657; September: 0; October: B; November: 3; December: 3
2020-05-20 | July: 0; August: 8060.25; September: 0; October: B; November: 3; December: 3
2020-05-20 | July: 1; August: 7699; September: 0; October: B; November: 3; December: 3
2020-05-20 | July: 2; August: 7609.5; September: 0; October: B; November: 3; December: 3
2020-05-20 | July: 3; August: 7816.75; September: 0; October: B; November: 3; December: 3
2020-05-20 | July: 4; August: 8211.25; September: 0; October: B; November: 3; December: 3
2020-05-20 | July: 5; August: 8675; September: 0; October: B; November: 3; December: 3
2020-05-20 | July: 6; August: 9791.5; September: 0; October: B; November: 2; December: 2
2020-05-20 | July: 7; August: 11129; September: 0; October: B; November: 1; December: 1
2020-05-20 | July: 8; August: 12464.25; September: 0; October: B; November: 1; December: 1
2020-05-20 | July: 9; August: 13285.75; September: 0; October: B; November: 2; December: 1
2020-05-20 | July: 10; August: 13181; September: 0; October: B; November: 2; December: 2
2020-05-20 | July: 11; August: 13146; September: 0; October: B; November: 2; December: 2
2020-05-20 | July: 12; August: 13321.25; September: 0; October: B; November: 2; December: 2
2020-05-20 | July: 13; August: 13058.25; September: 0; October: B; November: 2; December: 2
2020-05-20 | July: 14; August: 13115.75; September: 0; October: B; November: 2; December: 2
2020-05-20 | July: 15; August: 13356; September: 0; October: B; November: 2; December: 2
2020-05-20 | July: 16; August: 13895.5; September: 0; October: B; November: 2; December: 2
2020-05-20 | July: 17; August: 14365; September: 0; October: B; November: 2; December: 2
2020-05-20 | July: 18; August: 14830.25; September: 0; October: B; November: 1; December: 1
2020-05-20 | July: 19; August: 13149; September: 0; October: B; November: 1; December: 1
2020-05-20 | July: 20; August: 11769.75; September: 0; October: B; November: 1; December: 2
2020-05-20 | July: 21; August: 10653.75; September: 0; October: B; November: 2; December: 2
2020-05-20 | July: 22; August: 9666.25; September: 0; October: B; November: 3; December: 3
2020-05-20 | July: 23; August: 8638.25; September: 0; October: B; November: 3; December: 3
2020-05-21 | July: 0; August: 8185.25; September: 0; October: B; November: 3; December: 3
2020-05-21 | July: 1; August: 7859.75; September: 0; October: B; November: 3; December: 3
2020-05-21 | July: 2; August: 7865.75; September: 0; October: B; November: 3; December: 3
2020-05-21 | July: 3; August: 8076.25; September: 0; October: B; November: 3; December: 3
2020-05-21 | July: 4; August: 8357.25; September: 0; October: B; November: 3; December: 3
2020-05-21 | July: 5; August: 8825.25; September: 0; October: B; November: 3; December: 3
2020-05-21 | July: 6; August: 9933.5; September: 0; October: B; November: 2; December: 2
2020-05-21 | July: 7; August: 11063.25; September: 0; October: B; November: 1; December: 1
2020-05-21 | July: 8; August: 12541; September: 0; October: B; November: 1; December: 1
2020-05-21 | July: 9; August: 13103.5; September: 0; October: B; November: 2; December: 1
2020-05-21 | July: 10; August: 13115.25; September: 0; October: B; November: 2; December: 2
2020-05-21 | July: 11; August: 13122.5; September: 0; October: B; November: 2; December: 2
2020-05-21 | July: 12; August: 13135.25; September: 0; October: B; November: 2; December: 2
2020-05-21 | July: 13; August: 13059.75; September: 0; October: B; November: 2; December: 2
2020-05-21 | July: 14; August: 12961.5; September: 0; October: B; November: 2; December: 2
2020-05-21 | July: 15; August: 13324.75; September: 0; October: B; November: 2; December: 2
2020-05-21 | July: 16; August: 13911.75; September: 0; October: B; November: 2; December: 2
2020-05-21 | July: 17; August: 14607.5; September: 0; October: B; November: 2; December: 2
2020-05-21 | July: 18; August: 14879.25; September: 0; October: B; November: 1; December: 1
2020-05-21 | July: 19; August: 13274.5; September: 0; October: B; November: 1; December: 1
2020-05-21 | July: 20; August: 11794; September: 0; October: B; November: 1; December: 2
2020-05-21 | July: 21; August: 10742.75; September: 0; October: B; November: 2; December: 2
2020-05-21 | July: 22; August: 9655.75; September: 0; October: B; November: 3; December: 3
2020-05-21 | July: 23; August: 8792.5; September: 0; October: B; November: 3; December: 3
2020-05-22 | July: 0; August: 8266.5; September: 0; October: B; November: 3; December: 3
2020-05-22 | July: 1; August: 7929.5; September: 0; October: B; November: 3; December: 3
2020-05-22 | July: 2; August: 7717.25; September: 0; October: B; November: 3; December: 3
2020-05-22 | July: 3; August: 7880.75; September: 0; October: B; November: 3; December: 3
2020-05-22 | July: 4; August: 8225.5; September: 0; October: B; November: 3; December: 3
2020-05-22 | July: 5; August: 8677.75; September: 0; October: B; November: 3; December: 3
2020-05-22 | July: 6; August: 9828; September: 0; October: B; November: 2; December: 2
2020-05-22 | July: 7; August: 11064.5; September: 0; October: B; November: 1; December: 1
2020-05-22 | July: 8; August: 12659.5; September: 0; October: B; November: 1; December: 1
2020-05-22 | July: 9; August: 13213; September: 0; October: B; November: 2; December: 1
2020-05-22 | July: 10; August: 13239.5; September: 0; October: B; November: 2; December: 2
2020-05-22 | July: 11; August: 13127.25; September: 0; October: B; November: 2; December: 2
2020-05-22 | July: 12; August: 13048.75; September: 0; October: B; November: 2; December: 2
2020-05-22 | July: 13; August: 12606.75; September: 0; October: B; November: 2; December: 2
2020-05-22 | July: 14; August: 12426.75; September: 0; October: B; November: 2; December: 2
2020-05-22 | July: 15; August: 12218.25; September: 0; October: B; November: 2; December: 2
2020-05-22 | July: 16; August: 12552.5; September: 0; October: B; November: 2; December: 2
2020-05-22 | July: 17; August: 13293; September: 0; October: B; November: 2; December: 2
2020-05-22 | July: 18; August: 13983.5; September: 0; October: B; November: 1; December: 1
2020-05-22 | July: 19; August: 12669.5; September: 0; October: B; November: 1; December: 1
2020-05-22 | July: 20; August: 11331.5; September: 0; October: B; November: 1; December: 2
2020-05-22 | July: 21; August: 10381.5; September: 0; October: B; November: 2; December: 2
2020-05-22 | July: 22; August: 9439; September: 0; October: B; November: 3; December: 3
2020-05-22 | July: 23; August: 8519; September: 0; October: B; November: 3; December: 3
2020-05-23 | July: 0; August: 7962.25; September: 0; October: B; November: 3; December: 3
2020-05-23 | July: 1; August: 7601.75; September: 0; October: B; November: 3; December: 3
2020-05-23 | July: 2; August: 7450; September: 0; October: B; November: 3; December: 3
2020-05-23 | July: 3; August: 7428.5; September: 0; October: B; November: 3; December: 3
2020-05-23 | July: 4; August: 7526.25; September: 0; October: B; November: 3; December: 3
2020-05-23 | July: 5; August: 7786; September: 0; October: B; November: 3; December: 3
2020-05-23 | July: 6; August: 8314; September: 0; October: B; November: 3; December: 3
2020-05-23 | July: 7; August: 8971; September: 0; October: B; November: 2; December: 2
2020-05-23 | July: 8; August: 10363.5; September: 0; October: B; November: 2; December: 2
2020-05-23 | July: 9; August: 11614; September: 0; October: B; November: 2; December: 2
2020-05-23 | July: 10; August: 12170.25; September: 0; October: B; November: 2; December: 2
2020-05-23 | July: 11; August: 12140; September: 0; October: B; November: 2; December: 2
2020-05-23 | July: 12; August: 12048; September: 0; October: B; November: 3; December: 3
2020-05-23 | July: 13; August: 11442.5; September: 0; October: B; November: 3; December: 3
2020-05-23 | July: 14; August: 11076.5; September: 0; October: B; November: 3; December: 3
2020-05-23 | July: 15; August: 11027.5; September: 0; October: B; November: 3; December: 3
2020-05-23 | July: 16; August: 11543.5; September: 0; October: B; November: 3; December: 3
2020-05-23 | July: 17; August: 12241; September: 0; October: B; November: 3; December: 3
2020-05-23 | July: 18; August: 13465.5; September: 0; October: B; November: 2; December: 2
2020-05-23 | July: 19; August: 12034; September: 0; October: B; November: 2; December: 2
2020-05-23 | July: 20; August: 10770.75; September: 0; October: B; November: 3; December: 3
2020-05-23 | July: 21; August: 9909.25; September: 0; October: B; November: 3; December: 3
2020-05-23 | July: 22; August: 8928; September: 0; October: B; November: 3; December: 3
2020-05-23 | July: 23; August: 8225.5; September: 0; October: B; November: 3; December: 3
2020-05-24 | July: 0; August: 7509; September: 0; October: B; November: 3; December: 3
2020-05-24 | July: 1; August: 7167; September: 0; October: B; November: 3; December: 3
2020-05-24 | July: 2; August: 7043.75; September: 0; October: B; November: 3; December: 3
2020-05-24 | July: 3; August: 7181.25; September: 0; October: B; November: 3; December: 3
2020-05-24 | July: 4; August: 7281.75; September: 0; October: B; November: 3; December: 3
2020-05-24 | July: 5; August: 7374.25; September: 0; October: B; November: 3; December: 3
2020-05-24 | July: 6; August: 7820.5; September: 0; October: B; November: 3; December: 3
2020-05-24 | July: 7; August: 8237.75; September: 0; October: B; November: 3; December: 3
2020-05-24 | July: 8; August: 9325; September: 0; October: B; November: 3; December: 3
2020-05-24 | July: 9; August: 10723.75; September: 0; October: B; November: 3; December: 3
2020-05-24 | July: 10; August: 11780; September: 0; October: B; November: 3; December: 3
2020-05-24 | July: 11; August: 12254; September: 0; October: B; November: 3; December: 3
2020-05-24 | July: 12; August: 12165; September: 0; October: B; November: 3; December: 3
2020-05-24 | July: 13; August: 11612; September: 0; October: B; November: 3; December: 3
2020-05-24 | July: 14; August: 11060.5; September: 0; October: B; November: 3; December: 3
2020-05-24 | July: 15; August: 10846.25; September: 0; October: B; November: 3; December: 3
2020-05-24 | July: 16; August: 11199.75; September: 0; October: B; November: 3; December: 3
2020-05-24 | July: 17; August: 12352.25; September: 0; October: B; November: 3; December: 3
2020-05-24 | July: 18; August: 13621.25; September: 0; October: B; November: 2; December: 3
2020-05-24 | July: 19; August: 11984; September: 0; October: B; November: 2; December: 3
2020-05-24 | July: 20; August: 10979.5; September: 0; October: B; November: 3; December: 3
2020-05-24 | July: 21; August: 9816.5; September: 0; October: B; November: 3; December: 3
2020-05-24 | July: 22; August: 8871.5; September: 0; October: B; November: 3; December: 3
2020-05-24 | July: 23; August: 7931.5; September: 0; October: B; November: 3; December: 3
2020-05-25 | July: 0; August: 7378.25; September: 0; October: B; November: 3; December: 3
2020-05-25 | July: 1; August: 7075.75; September: 0; October: B; November: 3; December: 3
2020-05-25 | July: 2; August: 7092; September: 0; October: B; November: 3; December: 3
2020-05-25 | July: 3; August: 7238.25; September: 0; October: B; November: 3; December: 3
2020-05-25 | July: 4; August: 7555.75; September: 0; October: B; November: 3; December: 3
2020-05-25 | July: 5; August: 8138.75; September: 0; October: B; November: 3; December: 3
2020-05-25 | July: 6; August: 9613.75; September: 0; October: B; November: 2; December: 2
2020-05-25 | July: 7; August: 11332; September: 0; October: B; November: 1; December: 1
2020-05-25 | July: 8; August: 12726.5; September: 0; October: B; November: 1; December: 1
2020-05-25 | July: 9; August: 13367; September: 0; October: B; November: 2; December: 1
2020-05-25 | July: 10; August: 13528; September: 0; October: B; November: 2; December: 2
2020-05-25 | July: 11; August: 13466; September: 0; October: B; November: 2; December: 2
2020-05-25 | July: 12; August: 13747.75; September: 0; October: B; November: 2; December: 2
2020-05-25 | July: 13; August: 13599.75; September: 0; October: B; November: 2; December: 2
2020-05-25 | July: 14; August: 13642.5; September: 0; October: B; November: 2; December: 2
2020-05-25 | July: 15; August: 13834; September: 0; October: B; November: 2; December: 2
2020-05-25 | July: 16; August: 14800.5; September: 0; October: B; November: 2; December: 2
2020-05-25 | July: 17; August: 15316; September: 0; October: B; November: 2; December: 2
2020-05-25 | July: 18; August: 15593; September: 0; October: B; November: 1; December: 1
2020-05-25 | July: 19; August: 13790.75; September: 0; October: B; November: 1; December: 1
2020-05-25 | July: 20; August: 12268.25; September: 0; October: B; November: 1; December: 2
2020-05-25 | July: 21; August: 10971; September: 0; October: B; November: 2; December: 2
2020-05-25 | July: 22; August: 9644.75; September: 0; October: B; November: 3; December: 3
2020-05-25 | July: 23; August: 8582; September: 0; October: B; November: 3; December: 3
2020-05-26 | July: 0; August: 8069; September: 0; October: B; November: 3; December: 3
2020-05-26 | July: 1; August: 7803; September: 0; October: B; November: 3; December: 3
2020-05-26 | July: 2; August: 7663.75; September: 0; October: B; November: 3; December: 3
2020-05-26 | July: 3; August: 7756; September: 0; October: B; November: 3; December: 3
2020-05-26 | July: 4; August: 8153.75; September: 0; October: B; November: 3; December: 3
2020-05-26 | July: 5; August: 8681.5; September: 0; October: B; November: 3; December: 3
2020-05-26 | July: 6; August: 9939.25; September: 0; October: B; November: 2; December: 2
2020-05-26 | July: 7; August: 11354.75; September: 0; October: B; November: 1; December: 1
2020-05-26 | July: 8; August: 13349.75; September: 0; October: B; November: 1; December: 1
2020-05-26 | July: 9; August: 14420.75; September: 0; October: B; November: 2; December: 1
2020-05-26 | July: 10; August: 14302; September: 0; October: B; November: 2; December: 2
2020-05-26 | July: 11; August: 14406; September: 0; October: B; November: 2; December: 2
2020-05-26 | July: 12; August: 14183.5; September: 0; October: B; November: 2; December: 2
2020-05-26 | July: 13; August: 13726.75; September: 0; October: B; November: 2; December: 2
2020-05-26 | July: 14; August: 13722.25; September: 0; October: B; November: 2; December: 2
2020-05-26 | July: 15; August: 13987.5; September: 0; October: B; November: 2; December: 2
2020-05-26 | July: 16; August: 14794.5; September: 0; October: B; November: 2; December: 2
2020-05-26 | July: 17; August: 15809.25; September: 0; October: B; November: 2; December: 2
2020-05-26 | July: 18; August: 15960.25; September: 0; October: B; November: 1; December: 1
2020-05-26 | July: 19; August: 13956.5; September: 0; October: B; November: 1; December: 1
2020-05-26 | July: 20; August: 12311.25; September: 0; October: B; November: 1; December: 2
2020-05-26 | July: 21; August: 11142.25; September: 0; October: B; November: 2; December: 2
2020-05-26 | July: 22; August: 9533.75; September: 0; October: B; November: 3; December: 3
2020-05-26 | July: 23; August: 8334; September: 0; October: B; November: 3; December: 3
2020-05-27 | July: 0; August: 7763.5; September: 0; October: B; November: 3; December: 3
2020-05-27 | July: 1; August: 7397.5; September: 0; October: B; November: 3; December: 3
2020-05-27 | July: 2; August: 7302.75; September: 0; October: B; November: 3; December: 3
2020-05-27 | July: 3; August: 7515; September: 0; October: B; November: 3; December: 3
2020-05-27 | July: 4; August: 7866.5; September: 0; October: B; November: 3; December: 3
2020-05-27 | July: 5; August: 8494.5; September: 0; October: B; November: 3; December: 3
2020-05-27 | July: 6; August: 10179.25; September: 0; October: B; November: 2; December: 2
2020-05-27 | July: 7; August: 12023.5; September: 0; October: B; November: 1; December: 1
2020-05-27 | July: 8; August: 13656.5; September: 0; October: B; November: 1; December: 1
2020-05-27 | July: 9; August: 14788.5; September: 0; October: B; November: 2; December: 1
2020-05-27 | July: 10; August: 14824.75; September: 0; October: B; November: 2; December: 2
2020-05-27 | July: 11; August: 14789.5; September: 0; October: B; November: 2; December: 2
2020-05-27 | July: 12; August: 14751; September: 0; October: B; November: 2; December: 2
2020-05-27 | July: 13; August: 14631.25; September: 0; October: B; November: 2; December: 2
2020-05-27 | July: 14; August: 14581; September: 0; October: B; November: 2; December: 2
2020-05-27 | July: 15; August: 14905; September: 0; October: B; November: 2; December: 2
2020-05-27 | July: 16; August: 15288; September: 0; October: B; November: 2; December: 2
2020-05-27 | July: 17; August: 15915.5; September: 0; October: B; November: 2; December: 2
2020-05-27 | July: 18; August: 16471; September: 0; October: B; November: 1; December: 1
2020-05-27 | July: 19; August: 14606.75; September: 0; October: B; November: 1; December: 1
2020-05-27 | July: 20; August: 12877; September: 0; October: B; November: 1; December: 2
2020-05-27 | July: 21; August: 11311.5; September: 0; October: B; November: 2; December: 2
2020-05-27 | July: 22; August: 9954.5; September: 0; October: B; November: 3; December: 3
2020-05-27 | July: 23; August: 8686; September: 0; October: B; November: 3; December: 3
2020-05-28 | July: 0; August: 8061.5; September: 0; October: B; November: 3; December: 3
2020-05-28 | July: 1; August: 7629.75; September: 0; October: B; November: 3; December: 3
2020-05-28 | July: 2; August: 7487.25; September: 0; October: B; November: 3; December: 3
2020-05-28 | July: 3; August: 7524.25; September: 0; October: B; November: 3; December: 3
2020-05-28 | July: 4; August: 7938.5; September: 0; October: B; November: 3; December: 3
2020-05-28 | July: 5; August: 8448; September: 0; October: B; November: 3; December: 3
2020-05-28 | July: 6; August: 9971.25; September: 0; October: B; November: 2; December: 2
2020-05-28 | July: 7; August: 11759.75; September: 0; October: B; November: 1; December: 1
2020-05-28 | July: 8; August: 13708; September: 0; October: B; November: 1; December: 1
2020-05-28 | July: 9; August: 14678; September: 0; October: B; November: 2; December: 1
2020-05-28 | July: 10; August: 15299.5; September: 0; October: B; November: 2; December: 2
2020-05-28 | July: 11; August: 15668; September: 0; October: B; November: 2; December: 2
2020-05-28 | July: 12; August: 15481; September: 0; October: B; November: 2; December: 2
2020-05-28 | July: 13; August: 15192.5; September: 0; October: B; November: 2; December: 2
2020-05-28 | July: 14; August: 15106.75; September: 0; October: B; November: 2; December: 2
2020-05-28 | July: 15; August: 15241.5; September: 0; October: B; November: 2; December: 2
2020-05-28 | July: 16; August: 16073.25; September: 0; October: B; November: 2; December: 2
2020-05-28 | July: 17; August: 17150.75; September: 0; October: B; November: 2; December: 2
2020-05-28 | July: 18; August: 16777.75; September: 0; October: B; November: 1; December: 1
2020-05-28 | July: 19; August: 14583; September: 0; October: B; November: 1; December: 1
2020-05-28 | July: 20; August: 12963; September: 0; October: B; November: 1; December: 2
2020-05-28 | July: 21; August: 11577.5; September: 0; October: B; November: 2; December: 2
2020-05-28 | July: 22; August: 10129.25; September: 0; October: B; November: 3; December: 3
2020-05-28 | July: 23; August: 8953.25; September: 0; October: B; November: 3; December: 3
2020-05-29 | July: 0; August: 8258.25; September: 0; October: B; November: 3; December: 3
2020-05-29 | July: 1; August: 7787; September: 0; October: B; November: 3; December: 3
2020-05-29 | July: 2; August: 7695.25; September: 0; October: B; November: 3; December: 3
2020-05-29 | July: 3; August: 7822.25; September: 0; October: B; November: 3; December: 3
2020-05-29 | July: 4; August: 8154.5; September: 0; October: B; November: 3; December: 3
2020-05-29 | July: 5; August: 8713.5; September: 0; October: B; November: 3; December: 3
2020-05-29 | July: 6; August: 10150.75; September: 0; October: B; November: 2; December: 2
2020-05-29 | July: 7; August: 11800.5; September: 0; October: B; November: 1; December: 1
2020-05-29 | July: 8; August: 13518.5; September: 0; October: B; November: 1; December: 1
2020-05-29 | July: 9; August: 14473.75; September: 0; October: B; November: 2; December: 1
2020-05-29 | July: 10; August: 14468.25; September: 0; October: B; November: 2; December: 2
2020-05-29 | July: 11; August: 14479.75; September: 0; October: B; November: 2; December: 2
2020-05-29 | July: 12; August: 14538.75; September: 0; October: B; November: 2; December: 2
2020-05-29 | July: 13; August: 14127.5; September: 0; October: B; November: 2; December: 2
2020-05-29 | July: 14; August: 13456; September: 0; October: B; November: 2; December: 2
2020-05-29 | July: 15; August: 13136.5; September: 0; October: B; November: 2; December: 2
2020-05-29 | July: 16; August: 13541.75; September: 0; October: B; November: 2; December: 2
2020-05-29 | July: 17; August: 14369.25; September: 0; October: B; November: 2; December: 2
2020-05-29 | July: 18; August: 14894.5; September: 0; October: B; November: 1; December: 1
2020-05-29 | July: 19; August: 13326.5; September: 0; October: B; November: 1; December: 1
2020-05-29 | July: 20; August: 11870.5; September: 0; October: B; November: 1; December: 2
2020-05-29 | July: 21; August: 10786.75; September: 0; October: B; November: 2; December: 2
2020-05-29 | July: 22; August: 9561.75; September: 0; October: B; November: 3; December: 3
2020-05-29 | July: 23; August: 8645; September: 0; October: B; November: 3; December: 3
2020-05-30 | July: 0; August: 8003; September: 0; October: B; November: 3; December: 3
2020-05-30 | July: 1; August: 7569.5; September: 0; October: B; November: 3; December: 3
2020-05-30 | July: 2; August: 7420.25; September: 0; October: B; November: 3; December: 3
2020-05-30 | July: 3; August: 7436.5; September: 0; October: B; November: 3; December: 3
2020-05-30 | July: 4; August: 7620.25; September: 0; October: B; November: 3; December: 3
2020-05-30 | July: 5; August: 7800; September: 0; October: B; November: 3; December: 3
2020-05-30 | July: 6; August: 8584; September: 0; October: B; November: 3; December: 3
2020-05-30 | July: 7; August: 9487.25; September: 0; October: B; November: 2; December: 2
2020-05-30 | July: 8; August: 11271; September: 0; October: B; November: 2; December: 2
2020-05-30 | July: 9; August: 12535.75; September: 0; October: B; November: 2; December: 2
2020-05-30 | July: 10; August: 13160; September: 0; October: B; November: 2; December: 2
2020-05-30 | July: 11; August: 13139; September: 0; October: B; November: 2; December: 2
2020-05-30 | July: 12; August: 13019.5; September: 0; October: B; November: 3; December: 3
2020-05-30 | July: 13; August: 12403.5; September: 0; October: B; November: 3; December: 3
2020-05-30 | July: 14; August: 11926.75; September: 0; October: B; November: 3; December: 3
2020-05-30 | July: 15; August: 11759.25; September: 0; October: B; November: 3; December: 3
2020-05-30 | July: 16; August: 12102; September: 0; October: B; November: 3; December: 3
2020-05-30 | July: 17; August: 12992.5; September: 0; October: B; November: 3; December: 3
2020-05-30 | July: 18; August: 14264.75; September: 0; October: B; November: 2; December: 2
2020-05-30 | July: 19; August: 13033.25; September: 0; October: B; November: 2; December: 2
2020-05-30 | July: 20; August: 11610.25; September: 0; October: B; November: 3; December: 3
2020-05-30 | July: 21; August: 10631; September: 0; October: B; November: 3; December: 3
2020-05-30 | July: 22; August: 9734; September: 0; October: B; November: 3; December: 3
2020-05-30 | July: 23; August: 8648.75; September: 0; October: B; November: 3; December: 3
2020-05-31 | July: 0; August: 8069.25; September: 0; October: B; November: 3; December: 3
2020-05-31 | July: 1; August: 7558; September: 0; October: B; November: 3; December: 3
2020-05-31 | July: 2; August: 7359.75; September: 0; October: B; November: 3; December: 3
2020-05-31 | July: 3; August: 7431.25; September: 0; October: B; November: 3; December: 3
2020-05-31 | July: 4; August: 7445.5; September: 0; October: B; November: 3; December: 3
2020-05-31 | July: 5; August: 7693.75; September: 0; October: B; November: 3; December: 3
2020-05-31 | July: 6; August: 8180.25; September: 0; October: B; November: 3; December: 3
2020-05-31 | July: 7; August: 8642.25; September: 0; October: B; November: 3; December: 3
2020-05-31 | July: 8; August: 9832.75; September: 0; October: B; November: 3; December: 3
2020-05-31 | July: 9; August: 11451.25; September: 0; October: B; November: 3; December: 3
2020-05-31 | July: 10; August: 12060.5; September: 0; October: B; November: 3; December: 3
2020-05-31 | July: 11; August: 12321; September: 0; October: B; November: 3; December: 3
2020-05-31 | July: 12; August: 12232.75; September: 0; October: B; November: 3; December: 3
2020-05-31 | July: 13; August: 11973.75; September: 0; October: B; November: 3; December: 3
2020-05-31 | July: 14; August: 11404; September: 0; October: B; November: 3; December: 3
2020-05-31 | July: 15; August: 11252; September: 0; October: B; November: 3; December: 3
2020-05-31 | July: 16; August: 11567.5; September: 0; October: B; November: 3; December: 3
2020-05-31 | July: 17; August: 12824.25; September: 0; October: B; November: 3; December: 3
2020-05-31 | July: 18; August: 14223.75; September: 0; October: B; November: 2; December: 3
2020-05-31 | July: 19; August: 13151.5; September: 0; October: B; November: 2; December: 3
2020-05-31 | July: 20; August: 11722.75; September: 0; October: B; November: 3; December: 3
2020-05-31 | July: 21; August: 10268; September: 0; October: B; November: 3; December: 3
2020-05-31 | July: 22; August: 9191; September: 0; October: B; November: 3; December: 3
2020-05-31 | July: 23; August: 8275.75; September: 0; October: B; November: 3; December: 3
2020-06-01 | July: 0; August: 7798; September: 0; October: A; November: 3; December: 3
2020-06-01 | July: 1; August: 7450; September: 0; October: A; November: 3; December: 3
2020-06-01 | July: 2; August: 7369.5; September: 0; October: A; November: 3; December: 3
2020-06-01 | July: 3; August: 7534; September: 0; October: A; November: 3; December: 3
2020-06-01 | July: 4; August: 7819.75; September: 0; October: A; November: 3; December: 3
2020-06-01 | July: 5; August: 8503; September: 0; October: A; November: 3; December: 3
2020-06-01 | July: 6; August: 10275.25; September: 0; October: A; November: 1; December: 1
2020-06-01 | July: 7; August: 12101.75; September: 0; October: A; November: 1; December: 1
2020-06-01 | July: 8; August: 13401.25; September: 0; October: A; November: 2; December: 1
2020-06-01 | July: 9; August: 14133.75; September: 0; October: A; November: 2; December: 2
2020-06-01 | July: 10; August: 14293.25; September: 0; October: A; November: 2; December: 2
2020-06-01 | July: 11; August: 14114.75; September: 0; October: A; November: 2; December: 2
2020-06-01 | July: 12; August: 14015; September: 0; October: A; November: 2; December: 2
2020-06-01 | July: 13; August: 13619.25; September: 0; October: A; November: 2; December: 2
2020-06-01 | July: 14; August: 13761.25; September: 0; October: A; November: 2; December: 2
2020-06-01 | July: 15; August: 13748.25; September: 0; October: A; November: 2; December: 2
2020-06-01 | July: 16; August: 14239.5; September: 0; October: A; November: 2; December: 2
2020-06-01 | July: 17; August: 14896.75; September: 0; October: A; November: 1; December: 1
2020-06-01 | July: 18; August: 15742.25; September: 0; October: A; November: 1; December: 1
2020-06-01 | July: 19; August: 14071.75; September: 0; October: A; November: 1; December: 2
2020-06-01 | July: 20; August: 12685.5; September: 0; October: A; November: 2; December: 2
2020-06-01 | July: 21; August: 11262; September: 0; October: A; November: 2; December: 2
2020-06-01 | July: 22; August: 9952; September: 0; October: A; November: 3; December: 3
2020-06-01 | July: 23; August: 8684.75; September: 0; October: A; November: 3; December: 3
2020-06-02 | July: 0; August: 8144.5; September: 0; October: A; November: 3; December: 3
2020-06-02 | July: 1; August: 7853; September: 0; October: A; November: 3; December: 3
2020-06-02 | July: 2; August: 7726.75; September: 0; October: A; November: 3; December: 3
2020-06-02 | July: 3; August: 7984.25; September: 0; October: A; November: 3; December: 3
2020-06-02 | July: 4; August: 8345; September: 0; October: A; November: 3; December: 3
2020-06-02 | July: 5; August: 9106; September: 0; October: A; November: 3; December: 3
2020-06-02 | July: 6; August: 10525; September: 0; October: A; November: 1; December: 1
2020-06-02 | July: 7; August: 12357.25; September: 0; October: A; November: 1; December: 1
2020-06-02 | July: 8; August: 14002.25; September: 0; October: A; November: 2; December: 1
2020-06-02 | July: 9; August: 14536.5; September: 0; October: A; November: 2; December: 2
2020-06-02 | July: 10; August: 14510.75; September: 0; October: A; November: 2; December: 2
2020-06-02 | July: 11; August: 14523.75; September: 0; October: A; November: 2; December: 2
2020-06-02 | July: 12; August: 14696.75; September: 0; October: A; November: 2; December: 2
2020-06-02 | July: 13; August: 14381.5; September: 0; October: A; November: 2; December: 2
2020-06-02 | July: 14; August: 14058.75; September: 0; October: A; November: 2; December: 2
2020-06-02 | July: 15; August: 14168; September: 0; October: A; November: 2; December: 2
2020-06-02 | July: 16; August: 15072; September: 0; October: A; November: 2; December: 2
2020-06-02 | July: 17; August: 15824.75; September: 0; October: A; November: 1; December: 1
2020-06-02 | July: 18; August: 15991.75; September: 0; October: A; November: 1; December: 1
2020-06-02 | July: 19; August: 14485.25; September: 0; October: A; November: 1; December: 2
2020-06-02 | July: 20; August: 12792.25; September: 0; October: A; November: 2; December: 2
2020-06-02 | July: 21; August: 11396.25; September: 0; October: A; November: 2; December: 2
2020-06-02 | July: 22; August: 10788.25; September: 0; October: A; November: 3; December: 3
2020-06-02 | July: 23; August: 9977; September: 0; October: A; November: 3; December: 3
2020-06-03 | July: 0; August: 8843.75; September: 0; October: A; November: 3; December: 3
2020-06-03 | July: 1; August: 8196.25; September: 0; October: A; November: 3; December: 3
2020-06-03 | July: 2; August: 8010.75; September: 0; October: A; November: 3; December: 3
2020-06-03 | July: 3; August: 8149.25; September: 0; October: A; November: 3; December: 3
2020-06-03 | July: 4; August: 8518.5; September: 0; October: A; November: 3; December: 3
2020-06-03 | July: 5; August: 9252.25; September: 0; October: A; November: 3; December: 3
2020-06-03 | July: 6; August: 10801.25; September: 0; October: A; November: 1; December: 1
2020-06-03 | July: 7; August: 12677; September: 0; October: A; November: 1; December: 1
2020-06-03 | July: 8; August: 14197.25; September: 0; October: A; November: 2; December: 1
2020-06-03 | July: 9; August: 14589.5; September: 0; October: A; November: 2; December: 2
2020-06-03 | July: 10; August: 14582; September: 0; October: A; November: 2; December: 2
2020-06-03 | July: 11; August: 14536; September: 0; October: A; November: 2; December: 2
2020-06-03 | July: 12; August: 14571.25; September: 0; October: A; November: 2; December: 2
2020-06-03 | July: 13; August: 13933; September: 0; October: A; November: 2; December: 2
2020-06-03 | July: 14; August: 13991.5; September: 0; October: A; November: 2; December: 2
2020-06-03 | July: 15; August: 14102.75; September: 0; October: A; November: 2; December: 2
2020-06-03 | July: 16; August: 14614.25; September: 0; October: A; November: 2; December: 2
2020-06-03 | July: 17; August: 15410.5; September: 0; October: A; November: 1; December: 1
2020-06-03 | July: 18; August: 15792.5; September: 0; October: A; November: 1; December: 1
2020-06-03 | July: 19; August: 14355.5; September: 0; October: A; November: 1; December: 2
2020-06-03 | July: 20; August: 12534.5; September: 0; October: A; November: 2; December: 2
2020-06-03 | July: 21; August: 11265.5; September: 0; October: A; November: 2; December: 2
2020-06-03 | July: 22; August: 10310.75; September: 0; October: A; November: 3; December: 3
2020-06-03 | July: 23; August: 9121; September: 0; October: A; November: 3; December: 3
2020-06-04 | July: 0; August: 8532.5; September: 0; October: A; November: 3; December: 3
2020-06-04 | July: 1; August: 8099.75; September: 0; October: A; November: 3; December: 3
2020-06-04 | July: 2; August: 7946.25; September: 0; October: A; November: 3; December: 3
2020-06-04 | July: 3; August: 8147.75; September: 0; October: A; November: 3; December: 3
2020-06-04 | July: 4; August: 8506.25; September: 0; October: A; November: 3; December: 3
2020-06-04 | July: 5; August: 9218.5; September: 0; October: A; November: 3; December: 3
2020-06-04 | July: 6; August: 10741; September: 0; October: A; November: 1; December: 1
2020-06-04 | July: 7; August: 13011.75; September: 0; October: A; November: 1; December: 1
2020-06-04 | July: 8; August: 14243; September: 0; October: A; November: 2; December: 1
2020-06-04 | July: 9; August: 14846.25; September: 0; October: A; November: 2; December: 2
2020-06-04 | July: 10; August: 14655.25; September: 0; October: A; November: 2; December: 2
2020-06-04 | July: 11; August: 14694; September: 0; October: A; November: 2; December: 2
2020-06-04 | July: 12; August: 14473; September: 0; October: A; November: 2; December: 2
2020-06-04 | July: 13; August: 13976.25; September: 0; October: A; November: 2; December: 2
2020-06-04 | July: 14; August: 13989.25; September: 0; October: A; November: 2; December: 2
2020-06-04 | July: 15; August: 14034; September: 0; October: A; November: 2; December: 2
2020-06-04 | July: 16; August: 14491.5; September: 0; October: A; November: 2; December: 2
2020-06-04 | July: 17; August: 14970.75; September: 0; October: A; November: 1; December: 1
2020-06-04 | July: 18; August: 15628.75; September: 0; October: A; November: 1; December: 1
2020-06-04 | July: 19; August: 14085; September: 0; October: A; November: 1; December: 2
2020-06-04 | July: 20; August: 12597.75; September: 0; October: A; November: 2; December: 2
2020-06-04 | July: 21; August: 11329; September: 0; October: A; November: 2; December: 2
2020-06-04 | July: 22; August: 10103.75; September: 0; October: A; November: 3; December: 3
2020-06-04 | July: 23; August: 9087.75; September: 0; October: A; November: 3; December: 3
2020-06-05 | July: 0; August: 8517; September: 0; October: A; November: 3; December: 3
2020-06-05 | July: 1; August: 8015.75; September: 0; October: A; November: 3; December: 3
2020-06-05 | July: 2; August: 7923.25; September: 0; October: A; November: 3; December: 3
2020-06-05 | July: 3; August: 8111; September: 0; October: A; November: 3; December: 3
2020-06-05 | July: 4; August: 8560.25; September: 0; October: A; November: 3; December: 3
2020-06-05 | July: 5; August: 9210.75; September: 0; October: A; November: 3; December: 3
2020-06-05 | July: 6; August: 10636.5; September: 0; October: A; November: 1; December: 1
2020-06-05 | July: 7; August: 12713.25; September: 0; October: A; November: 1; December: 1
2020-06-05 | July: 8; August: 14316.75; September: 0; October: A; November: 2; December: 1
2020-06-05 | July: 9; August: 14629.5; September: 0; October: A; November: 2; December: 2
2020-06-05 | July: 10; August: 14514.75; September: 0; October: A; November: 2; December: 2
2020-06-05 | July: 11; August: 14832.25; September: 0; October: A; November: 2; December: 2
2020-06-05 | July: 12; August: 14396; September: 0; October: A; November: 2; December: 2
2020-06-05 | July: 13; August: 13720; September: 0; October: A; November: 2; December: 2
2020-06-05 | July: 14; August: 13148.25; September: 0; October: A; November: 2; December: 2
2020-06-05 | July: 15; August: 12922.25; September: 0; October: A; November: 2; December: 2
2020-06-05 | July: 16; August: 13425.5; September: 0; October: A; November: 2; December: 2
2020-06-05 | July: 17; August: 14072.5; September: 0; October: A; November: 1; December: 1
2020-06-05 | July: 18; August: 14661; September: 0; October: A; November: 1; December: 1
2020-06-05 | July: 19; August: 13377.75; September: 0; October: A; November: 1; December: 2
2020-06-05 | July: 20; August: 11981; September: 0; October: A; November: 2; December: 2
2020-06-05 | July: 21; August: 10926.5; September: 0; October: A; November: 2; December: 2
2020-06-05 | July: 22; August: 9798.5; September: 0; October: A; November: 3; December: 3
2020-06-05 | July: 23; August: 8912.75; September: 0; October: A; November: 3; December: 3
2020-06-06 | July: 0; August: 8341.75; September: 0; October: A; November: 3; December: 3
2020-06-06 | July: 1; August: 7879.75; September: 0; October: A; November: 3; December: 3
2020-06-06 | July: 2; August: 7618.75; September: 0; October: A; November: 3; December: 3
2020-06-06 | July: 3; August: 7691.5; September: 0; October: A; November: 3; December: 3
2020-06-06 | July: 4; August: 7886.75; September: 0; October: A; November: 3; December: 3
2020-06-06 | July: 5; August: 8201.75; September: 0; October: A; November: 3; December: 3
2020-06-06 | July: 6; August: 8846.5; September: 0; October: A; November: 3; December: 3
2020-06-06 | July: 7; August: 10325; September: 0; October: A; November: 2; December: 2
2020-06-06 | July: 8; August: 11956.75; September: 0; October: A; November: 2; December: 2
2020-06-06 | July: 9; August: 13178.25; September: 0; October: A; November: 2; December: 2
2020-06-06 | July: 10; August: 13336.5; September: 0; October: A; November: 2; December: 2
2020-06-06 | July: 11; August: 13384; September: 0; October: A; November: 2; December: 2
2020-06-06 | July: 12; August: 12760; September: 0; October: A; November: 3; December: 3
2020-06-06 | July: 13; August: 12167; September: 0; October: A; November: 3; December: 3
2020-06-06 | July: 14; August: 11654; September: 0; October: A; November: 3; December: 3
2020-06-06 | July: 15; August: 11537.75; September: 0; October: A; November: 3; December: 3
2020-06-06 | July: 16; August: 11888; September: 0; October: A; November: 3; December: 3
2020-06-06 | July: 17; August: 12785.5; September: 0; October: A; November: 2; December: 3
2020-06-06 | July: 18; August: 13635.5; September: 0; October: A; November: 2; December: 2
2020-06-06 | July: 19; August: 12601.75; September: 0; October: A; November: 3; December: 2
2020-06-06 | July: 20; August: 11419.75; September: 0; October: A; November: 3; December: 3
2020-06-06 | July: 21; August: 10459.75; September: 0; October: A; November: 3; December: 3
2020-06-06 | July: 22; August: 9429; September: 0; October: A; November: 3; December: 3
2020-06-06 | July: 23; August: 8581.25; September: 0; October: A; November: 3; December: 3
2020-06-07 | July: 0; August: 7933; September: 0; October: A; November: 3; December: 3
2020-06-07 | July: 1; August: 7506.25; September: 0; October: A; November: 3; December: 3
2020-06-07 | July: 2; August: 7338.75; September: 0; October: A; November: 3; December: 3
2020-06-07 | July: 3; August: 7382; September: 0; October: A; November: 3; December: 3
2020-06-07 | July: 4; August: 7459.25; September: 0; October: A; November: 3; December: 3
2020-06-07 | July: 5; August: 7573.75; September: 0; October: A; November: 3; December: 3
2020-06-07 | July: 6; August: 8078.75; September: 0; October: A; November: 3; December: 3
2020-06-07 | July: 7; August: 8599.75; September: 0; October: A; November: 3; December: 3
2020-06-07 | July: 8; August: 9731.5; September: 0; October: A; November: 3; December: 3
2020-06-07 | July: 9; August: 11126; September: 0; October: A; November: 3; December: 3
2020-06-07 | July: 10; August: 12026.5; September: 0; October: A; November: 3; December: 3
2020-06-07 | July: 11; August: 12456.75; September: 0; October: A; November: 3; December: 3
2020-06-07 | July: 12; August: 12197.25; September: 0; October: A; November: 3; December: 3
2020-06-07 | July: 13; August: 11562; September: 0; October: A; November: 3; December: 3
2020-06-07 | July: 14; August: 10986.25; September: 0; October: A; November: 3; December: 3
2020-06-07 | July: 15; August: 10820.75; September: 0; October: A; November: 3; December: 3
2020-06-07 | July: 16; August: 11322; September: 0; October: A; November: 3; December: 3
2020-06-07 | July: 17; August: 12858.75; September: 0; October: A; November: 2; December: 3
2020-06-07 | July: 18; August: 14203.25; September: 0; October: A; November: 2; December: 3
2020-06-07 | July: 19; August: 13245.5; September: 0; October: A; November: 3; December: 3
2020-06-07 | July: 20; August: 11613.5; September: 0; October: A; November: 3; December: 3
2020-06-07 | July: 21; August: 10240.5; September: 0; October: A; November: 3; December: 3
2020-06-07 | July: 22; August: 9065; September: 0; October: A; November: 3; December: 3
2020-06-07 | July: 23; August: 8104.25; September: 0; October: A; November: 3; December: 3
2020-06-08 | July: 0; August: 7566.25; September: 0; October: A; November: 3; December: 3
2020-06-08 | July: 1; August: 7291.25; September: 0; October: A; November: 3; December: 3
2020-06-08 | July: 2; August: 7219.75; September: 0; October: A; November: 3; December: 3
2020-06-08 | July: 3; August: 7478.5; September: 0; October: A; November: 3; December: 3
2020-06-08 | July: 4; August: 7860.5; September: 0; October: A; November: 3; December: 3
2020-06-08 | July: 5; August: 8567; September: 0; October: A; November: 3; December: 3
2020-06-08 | July: 6; August: 10347.5; September: 0; October: A; November: 1; December: 1
2020-06-08 | July: 7; August: 12561.75; September: 0; October: A; November: 1; December: 1
2020-06-08 | July: 8; August: 13910.5; September: 0; October: A; November: 2; December: 1
2020-06-08 | July: 9; August: 14806.75; September: 0; October: A; November: 2; December: 2
2020-06-08 | July: 10; August: 14856.25; September: 0; October: A; November: 2; December: 2
2020-06-08 | July: 11; August: 14808.5; September: 0; October: A; November: 2; December: 2
2020-06-08 | July: 12; August: 14496; September: 0; October: A; November: 2; December: 2
2020-06-08 | July: 13; August: 14026.25; September: 0; October: A; November: 2; December: 2
2020-06-08 | July: 14; August: 14067.25; September: 0; October: A; November: 2; December: 2
2020-06-08 | July: 15; August: 14242; September: 0; October: A; November: 2; December: 2
2020-06-08 | July: 16; August: 14865.25; September: 0; October: A; November: 2; December: 2
2020-06-08 | July: 17; August: 15189.5; September: 0; October: A; November: 1; December: 1
2020-06-08 | July: 18; August: 16148.25; September: 0; October: A; November: 1; December: 1
2020-06-08 | July: 19; August: 14671.75; September: 0; October: A; November: 1; December: 2
2020-06-08 | July: 20; August: 13018.25; September: 0; October: A; November: 2; December: 2
2020-06-08 | July: 21; August: 11399.25; September: 0; October: A; November: 2; December: 2
2020-06-08 | July: 22; August: 9992.5; September: 0; October: A; November: 3; December: 3
2020-06-08 | July: 23; August: 9014.25; September: 0; October: A; November: 3; December: 3
2020-06-09 | July: 0; August: 8473.75; September: 0; October: A; November: 3; December: 3
2020-06-09 | July: 1; August: 8061.5; September: 0; October: A; November: 3; December: 3
2020-06-09 | July: 2; August: 7857.75; September: 0; October: A; November: 3; December: 3
2020-06-09 | July: 3; August: 8090.75; September: 0; October: A; November: 3; December: 3
2020-06-09 | July: 4; August: 8532.75; September: 0; October: A; November: 3; December: 3
2020-06-09 | July: 5; August: 9306; September: 0; October: A; November: 3; December: 3
2020-06-09 | July: 6; August: 10904; September: 0; October: A; November: 1; December: 1
2020-06-09 | July: 7; August: 12659; September: 0; October: A; November: 1; December: 1
2020-06-09 | July: 8; August: 14282.25; September: 0; October: A; November: 2; December: 1
2020-06-09 | July: 9; August: 15253.5; September: 0; October: A; November: 2; December: 2
2020-06-09 | July: 10; August: 15393.25; September: 0; October: A; November: 2; December: 2
2020-06-09 | July: 11; August: 15556; September: 0; October: A; November: 2; December: 2
2020-06-09 | July: 12; August: 15665.5; September: 0; October: A; November: 2; December: 2
2020-06-09 | July: 13; August: 15099.5; September: 0; October: A; November: 2; December: 2
2020-06-09 | July: 14; August: 14703.5; September: 0; October: A; November: 2; December: 2
2020-06-09 | July: 15; August: 14773.75; September: 0; October: A; November: 2; December: 2
2020-06-09 | July: 16; August: 15335; September: 0; October: A; November: 2; December: 2
2020-06-09 | July: 17; August: 15656.25; September: 0; October: A; November: 1; December: 1
2020-06-09 | July: 18; August: 16166.75; September: 0; October: A; November: 1; December: 1
2020-06-09 | July: 19; August: 14543.25; September: 0; October: A; November: 1; December: 2
2020-06-09 | July: 20; August: 12832.75; September: 0; October: A; November: 2; December: 2
2020-06-09 | July: 21; August: 11317.25; September: 0; October: A; November: 2; December: 2
2020-06-09 | July: 22; August: 10005.5; September: 0; October: A; November: 3; December: 3
2020-06-09 | July: 23; August: 8830.5; September: 0; October: A; November: 3; December: 3
2020-06-10 | July: 0; August: 8273.5; September: 0; October: A; November: 3; December: 3
2020-06-10 | July: 1; August: 7837.5; September: 0; October: A; November: 3; December: 3
2020-06-10 | July: 2; August: 7671.25; September: 0; October: A; November: 3; December: 3
2020-06-10 | July: 3; August: 7892.75; September: 0; October: A; November: 3; December: 3
2020-06-10 | July: 4; August: 8379.75; September: 0; October: A; November: 3; December: 3
2020-06-10 | July: 5; August: 9183.25; September: 0; October: A; November: 3; December: 3
2020-06-10 | July: 6; August: 10741; September: 0; October: A; November: 1; December: 1
2020-06-10 | July: 7; August: 13306.25; September: 0; October: A; November: 1; December: 1
2020-06-10 | July: 8; August: 14856.75; September: 0; October: A; November: 2; December: 1
2020-06-10 | July: 9; August: 15958.25; September: 0; October: A; November: 2; December: 2
2020-06-10 | July: 10; August: 16191; September: 0; October: A; November: 2; December: 2
2020-06-10 | July: 11; August: 16451.5; September: 0; October: A; November: 2; December: 2
2020-06-10 | July: 12; August: 16481; September: 0; October: A; November: 2; December: 2
2020-06-10 | July: 13; August: 15679.25; September: 0; October: A; November: 2; December: 2
2020-06-10 | July: 14; August: 15572.75; September: 0; October: A; November: 2; December: 2
2020-06-10 | July: 15; August: 15820; September: 0; October: A; November: 2; December: 2
2020-06-10 | July: 16; August: 16775.75; September: 0; October: A; November: 2; December: 2
2020-06-10 | July: 17; August: 16468; September: 0; October: A; November: 1; December: 1
2020-06-10 | July: 18; August: 16430; September: 0; October: A; November: 1; December: 1
2020-06-10 | July: 19; August: 15348; September: 0; October: A; November: 1; December: 2
2020-06-10 | July: 20; August: 13731.5; September: 0; October: A; November: 2; December: 2
2020-06-10 | July: 21; August: 11800.75; September: 0; October: A; November: 2; December: 2
2020-06-10 | July: 22; August: 10434.25; September: 0; October: A; November: 3; December: 3
2020-06-10 | July: 23; August: 9321.75; September: 0; October: A; November: 3; December: 3
2020-06-11 | July: 0; August: 8719.25; September: 0; October: A; November: 3; December: 3
2020-06-11 | July: 1; August: 8148.75; September: 0; October: A; November: 3; December: 3
2020-06-11 | July: 2; August: 8084; September: 0; October: A; November: 3; December: 3
2020-06-11 | July: 3; August: 8240.25; September: 0; October: A; November: 3; December: 3
2020-06-11 | July: 4; August: 8669.25; September: 0; October: A; November: 3; December: 3
2020-06-11 | July: 5; August: 9610.25; September: 0; October: A; November: 3; December: 3
2020-06-11 | July: 6; August: 11179; September: 0; October: A; November: 1; December: 1
2020-06-11 | July: 7; August: 13300.5; September: 0; October: A; November: 1; December: 1
2020-06-11 | July: 8; August: 15196.5; September: 0; October: A; November: 2; December: 1
2020-06-11 | July: 9; August: 17073; September: 0; October: A; November: 2; December: 2
2020-06-11 | July: 10; August: 16859.75; September: 0; October: A; November: 2; December: 2
2020-06-11 | July: 11; August: 17198.25; September: 0; October: A; November: 2; December: 2
2020-06-11 | July: 12; August: 17514; September: 0; October: A; November: 2; December: 2
2020-06-11 | July: 13; August: 16957.75; September: 0; October: A; November: 2; December: 2
2020-06-11 | July: 14; August: 16868; September: 0; October: A; November: 2; December: 2
2020-06-11 | July: 15; August: 17027.5; September: 0; October: A; November: 2; December: 2
2020-06-11 | July: 16; August: 17395.5; September: 0; October: A; November: 2; December: 2
2020-06-11 | July: 17; August: 17548; September: 0; October: A; November: 1; December: 1
2020-06-11 | July: 18; August: 17715; September: 0; October: A; November: 1; December: 1
2020-06-11 | July: 19; August: 16228.5; September: 0; October: A; November: 1; December: 2
2020-06-11 | July: 20; August: 14406.75; September: 0; October: A; November: 2; December: 2
2020-06-11 | July: 21; August: 12602.75; September: 0; October: A; November: 2; December: 2
2020-06-11 | July: 22; August: 10997; September: 0; October: A; November: 3; December: 3
2020-06-11 | July: 23; August: 9727; September: 0; October: A; November: 3; December: 3
2020-06-12 | July: 0; August: 9007; September: 0; October: A; November: 3; December: 3
2020-06-12 | July: 1; August: 8276.5; September: 0; October: A; November: 3; December: 3
2020-06-12 | July: 2; August: 8060.5; September: 0; October: A; November: 3; December: 3
2020-06-12 | July: 3; August: 8213.5; September: 0; October: A; November: 3; December: 3
2020-06-12 | July: 4; August: 8645; September: 0; October: A; November: 3; December: 3
2020-06-12 | July: 5; August: 9654.75; September: 0; October: A; November: 3; December: 3
2020-06-12 | July: 6; August: 11429.5; September: 0; October: A; November: 1; December: 1
2020-06-12 | July: 7; August: 14086.75; September: 0; October: A; November: 1; December: 1
2020-06-12 | July: 8; August: 16093.75; September: 0; October: A; November: 2; December: 1
2020-06-12 | July: 9; August: 17181.75; September: 0; October: A; November: 2; December: 2
2020-06-12 | July: 10; August: 16484.5; September: 0; October: A; November: 2; December: 2
2020-06-12 | July: 11; August: 16766.75; September: 0; October: A; November: 2; December: 2
2020-06-12 | July: 12; August: 16950.75; September: 0; October: A; November: 2; December: 2
2020-06-12 | July: 13; August: 16395.75; September: 0; October: A; November: 2; December: 2
2020-06-12 | July: 14; August: 15912.75; September: 0; October: A; November: 2; December: 2
2020-06-12 | July: 15; August: 14617; September: 0; October: A; November: 2; December: 2
2020-06-12 | July: 16; August: 14711; September: 0; October: A; November: 2; December: 2
2020-06-12 | July: 17; August: 15625.5; September: 0; October: A; November: 1; December: 1
2020-06-12 | July: 18; August: 16675.25; September: 0; October: A; November: 1; December: 1
2020-06-12 | July: 19; August: 15120.75; September: 0; October: A; November: 1; December: 2
2020-06-12 | July: 20; August: 13269.75; September: 0; October: A; November: 2; December: 2
2020-06-12 | July: 21; August: 11967.5; September: 0; October: A; November: 2; December: 2
2020-06-12 | July: 22; August: 10908; September: 0; October: A; November: 3; December: 3
2020-06-12 | July: 23; August: 9673.75; September: 0; October: A; November: 3; December: 3
2020-06-13 | July: 0; August: 8732.5; September: 0; October: A; November: 3; December: 3
2020-06-13 | July: 1; August: 8057.25; September: 0; October: A; November: 3; December: 3
2020-06-13 | July: 2; August: 7849.75; September: 0; October: A; November: 3; December: 3
2020-06-13 | July: 3; August: 7835; September: 0; October: A; November: 3; December: 3
2020-06-13 | July: 4; August: 8006.25; September: 0; October: A; November: 3; December: 3
2020-06-13 | July: 5; August: 8377.75; September: 0; October: A; November: 3; December: 3
2020-06-13 | July: 6; August: 9176; September: 0; October: A; November: 3; December: 3
2020-06-13 | July: 7; August: 10331.25; September: 0; October: A; November: 2; December: 2
2020-06-13 | July: 8; August: 12182; September: 0; October: A; November: 2; December: 2
2020-06-13 | July: 9; August: 13515.25; September: 0; October: A; November: 2; December: 2
2020-06-13 | July: 10; August: 6097.25; September: 0; October: A; November: 2; December: 2
2020-06-13 | July: 11; August: 14150.5; September: 0; October: A; November: 2; December: 2
2020-06-13 | July: 12; August: 13727.5; September: 0; October: A; November: 3; December: 3
2020-06-13 | July: 13; August: 13089; September: 0; October: A; November: 3; December: 3
2020-06-13 | July: 14; August: 12690; September: 0; October: A; November: 3; December: 3
2020-06-13 | July: 15; August: 12695.5; September: 0; October: A; November: 3; December: 3
2020-06-13 | July: 16; August: 13320.5; September: 0; October: A; November: 3; December: 3
2020-06-13 | July: 17; August: 14032.5; September: 0; October: A; November: 2; December: 3
2020-06-13 | July: 18; August: 15083.5; September: 0; October: A; November: 2; December: 2
2020-06-13 | July: 19; August: 13889; September: 0; October: A; November: 3; December: 2
2020-06-13 | July: 20; August: 12524; September: 0; October: A; November: 3; December: 3
2020-06-13 | July: 21; August: 11407.5; September: 0; October: A; November: 3; December: 3
2020-06-13 | July: 22; August: 10229; September: 0; October: A; November: 3; December: 3
2020-06-13 | July: 23; August: 9044.5; September: 0; October: A; November: 3; December: 3
2020-06-14 | July: 0; August: 8222.5; September: 0; October: A; November: 3; December: 3
2020-06-14 | July: 1; August: 7718.5; September: 0; October: A; November: 3; December: 3
2020-06-14 | July: 2; August: 7407.5; September: 0; October: A; November: 3; December: 3
2020-06-14 | July: 3; August: 7495; September: 0; October: A; November: 3; December: 3
2020-06-14 | July: 4; August: 7679; September: 0; October: A; November: 3; December: 3
2020-06-14 | July: 5; August: 7863; September: 0; October: A; November: 3; December: 3
2020-06-14 | July: 6; August: 8481; September: 0; October: A; November: 3; December: 3
2020-06-14 | July: 7; August: 9021.5; September: 0; October: A; November: 3; December: 3
2020-06-14 | July: 8; August: 9927; September: 0; October: A; November: 3; December: 3
2020-06-14 | July: 9; August: 11723.5; September: 0; October: A; November: 3; December: 3
2020-06-14 | July: 10; August: 13022.5; September: 0; October: A; November: 3; December: 3
2020-06-14 | July: 11; August: 13515.5; September: 0; October: A; November: 3; December: 3
2020-06-14 | July: 12; August: 13416; September: 0; October: A; November: 3; December: 3
2020-06-14 | July: 13; August: 13020; September: 0; October: A; November: 3; December: 3
2020-06-14 | July: 14; August: 12849; September: 0; October: A; November: 3; December: 3
2020-06-14 | July: 15; August: 12591.5; September: 0; October: A; November: 3; December: 3
2020-06-14 | July: 16; August: 12971.5; September: 0; October: A; November: 3; December: 3
2020-06-14 | July: 17; August: 13716.5; September: 0; October: A; November: 2; December: 3
2020-06-14 | July: 18; August: 14862.5; September: 0; October: A; November: 2; December: 3
2020-06-14 | July: 19; August: 14145.5; September: 0; October: A; November: 3; December: 3
2020-06-14 | July: 20; August: 12494.5; September: 0; October: A; November: 3; December: 3
2020-06-14 | July: 21; August: 10938; September: 0; October: A; November: 3; December: 3
2020-06-14 | July: 22; August: 9558; September: 0; October: A; November: 3; December: 3
2020-06-14 | July: 23; August: 8428.5; September: 0; October: A; November: 3; December: 3
2020-06-15 | July: 0; August: 7767.75; September: 0; October: A; November: 3; December: 3
2020-06-15 | July: 1; August: 7362.75; September: 0; October: A; November: 3; December: 3
2020-06-15 | July: 2; August: 7290.25; September: 0; October: A; November: 3; December: 3
2020-06-15 | July: 3; August: 7443.5; September: 0; October: A; November: 3; December: 3
2020-06-15 | July: 4; August: 7945; September: 0; October: A; November: 3; December: 3
2020-06-15 | July: 5; August: 8742.75; September: 0; October: A; November: 3; December: 3
2020-06-15 | July: 6; August: 10577.25; September: 0; October: A; November: 1; December: 1
2020-06-15 | July: 7; August: 13397.75; September: 0; October: A; November: 1; December: 1
2020-06-15 | July: 8; August: 14900.5; September: 0; October: A; November: 2; December: 1
2020-06-15 | July: 9; August: 15896; September: 0; October: A; November: 2; December: 2
2020-06-15 | July: 10; August: 15769.5; September: 0; October: A; November: 2; December: 2
2020-06-15 | July: 11; August: 15785; September: 0; October: A; November: 2; December: 2
2020-06-15 | July: 12; August: 15251.5; September: 0; October: A; November: 2; December: 2
2020-06-15 | July: 13; August: 14459.25; September: 0; October: A; November: 2; December: 2
2020-06-15 | July: 14; August: 14309.25; September: 0; October: A; November: 2; December: 2
2020-06-15 | July: 15; August: 14191.5; September: 0; October: A; November: 2; December: 2
2020-06-15 | July: 16; August: 14959.75; September: 0; October: A; November: 2; December: 2
2020-06-15 | July: 17; August: 15151; September: 0; October: A; November: 1; December: 1
2020-06-15 | July: 18; August: 15769.5; September: 0; October: A; November: 1; December: 1
2020-06-15 | July: 19; August: 14319; September: 0; October: A; November: 1; December: 2
2020-06-15 | July: 20; August: 12797.25; September: 0; October: A; November: 2; December: 2
2020-06-15 | July: 21; August: 11575.75; September: 0; October: A; November: 2; December: 2
2020-06-15 | July: 22; August: 10415.75; September: 0; October: A; November: 3; December: 3
2020-06-15 | July: 23; August: 9350.5; September: 0; October: A; November: 3; December: 3
2020-06-16 | July: 0; August: 8542.5; September: 7; October: A; November: 3; December: 3
2020-06-16 | July: 1; August: 7997; September: 7; October: A; November: 3; December: 3
2020-06-16 | July: 2; August: 7879.25; September: 7; October: A; November: 3; December: 3
2020-06-16 | July: 3; August: 8074.25; September: 7; October: A; November: 3; December: 3
2020-06-16 | July: 4; August: 8396.75; September: 7; October: A; November: 3; December: 3
2020-06-16 | July: 5; August: 8712.25; September: 7; October: A; November: 3; December: 3
2020-06-16 | July: 6; August: 9275; September: 7; October: A; November: 3; December: 3
2020-06-16 | July: 7; August: 10330.25; September: 7; October: A; November: 2; December: 2
2020-06-16 | July: 8; August: 11515.75; September: 7; October: A; November: 2; December: 2
2020-06-16 | July: 9; August: 12992.25; September: 7; October: A; November: 2; December: 2
2020-06-16 | July: 10; August: 13578.25; September: 7; October: A; November: 2; December: 2
2020-06-16 | July: 11; August: 13410.5; September: 7; October: A; November: 2; December: 2
2020-06-16 | July: 12; August: 13174.25; September: 7; October: A; November: 3; December: 3
2020-06-16 | July: 13; August: 12537; September: 7; October: A; November: 3; December: 3
2020-06-16 | July: 14; August: 11989.5; September: 7; October: A; November: 3; December: 3
2020-06-16 | July: 15; August: 11962; September: 7; October: A; November: 3; December: 3
2020-06-16 | July: 16; August: 12618.25; September: 7; October: A; November: 3; December: 3
2020-06-16 | July: 17; August: 14132.25; September: 7; October: A; November: 2; December: 3
2020-06-16 | July: 18; August: 15297.75; September: 7; October: A; November: 2; December: 2
2020-06-16 | July: 19; August: 14383.75; September: 7; October: A; November: 3; December: 2
2020-06-16 | July: 20; August: 12731.25; September: 7; October: A; November: 3; December: 3
2020-06-16 | July: 21; August: 11375; September: 7; October: A; November: 3; December: 3
2020-06-16 | July: 22; August: 9863.75; September: 7; October: A; November: 3; December: 3
2020-06-16 | July: 23; August: 8782.75; September: 7; October: A; November: 3; December: 3
2020-06-17 | July: 0; August: 8093; September: 0; October: A; November: 3; December: 3
2020-06-17 | July: 1; August: 7786.25; September: 0; October: A; November: 3; December: 3
2020-06-17 | July: 2; August: 7648; September: 0; October: A; November: 3; December: 3
2020-06-17 | July: 3; August: 7883.75; September: 0; October: A; November: 3; December: 3
2020-06-17 | July: 4; August: 8275.5; September: 0; October: A; November: 3; December: 3
2020-06-17 | July: 5; August: 9120.5; September: 0; October: A; November: 3; December: 3
2020-06-17 | July: 6; August: 11226; September: 0; October: A; November: 1; December: 1
2020-06-17 | July: 7; August: 13564.75; September: 0; October: A; November: 1; December: 1
2020-06-17 | July: 8; August: 15367.75; September: 0; October: A; November: 2; December: 1
2020-06-17 | July: 9; August: 15938; September: 0; October: A; November: 2; December: 2
2020-06-17 | July: 10; August: 15509; September: 0; October: A; November: 2; December: 2
2020-06-17 | July: 11; August: 15281.5; September: 0; October: A; November: 2; December: 2
2020-06-17 | July: 12; August: 15086.25; September: 0; October: A; November: 2; December: 2
2020-06-17 | July: 13; August: 14521; September: 0; October: A; November: 2; December: 2
2020-06-17 | July: 14; August: 14579; September: 0; October: A; November: 2; December: 2
2020-06-17 | July: 15; August: 14360.25; September: 0; October: A; November: 2; December: 2
2020-06-17 | July: 16; August: 14872; September: 0; October: A; November: 2; December: 2
2020-06-17 | July: 17; August: 15725.5; September: 0; October: A; November: 1; December: 1
2020-06-17 | July: 18; August: 16629; September: 0; October: A; November: 1; December: 1
2020-06-17 | July: 19; August: 14850.25; September: 0; October: A; November: 1; December: 2
2020-06-17 | July: 20; August: 12932.5; September: 0; October: A; November: 2; December: 2
2020-06-17 | July: 21; August: 11958.75; September: 0; October: A; November: 2; December: 2
2020-06-17 | July: 22; August: 10419.25; September: 0; October: A; November: 3; December: 3
2020-06-17 | July: 23; August: 9203.5; September: 0; October: A; November: 3; December: 3
2020-06-18 | July: 0; August: 8547; September: 0; October: A; November: 3; December: 3
2020-06-18 | July: 1; August: 8119.5; September: 0; October: A; November: 3; December: 3
2020-06-18 | July: 2; August: 7909; September: 0; October: A; November: 3; December: 3
2020-06-18 | July: 3; August: 8112; September: 0; October: A; November: 3; December: 3
2020-06-18 | July: 4; August: 8542.25; September: 0; October: A; November: 3; December: 3
2020-06-18 | July: 5; August: 9378.75; September: 0; October: A; November: 3; December: 3
2020-06-18 | July: 6; August: 10974.5; September: 0; October: A; November: 1; December: 1
2020-06-18 | July: 7; August: 13321.25; September: 0; October: A; November: 1; December: 1
2020-06-18 | July: 8; August: 15167.75; September: 0; October: A; November: 2; December: 1
2020-06-18 | July: 9; August: 15595.75; September: 0; October: A; November: 2; December: 2
2020-06-18 | July: 10; August: 15343.25; September: 0; October: A; November: 2; December: 2
2020-06-18 | July: 11; August: 15131.5; September: 0; October: A; November: 2; December: 2
2020-06-18 | July: 12; August: 14693.25; September: 0; October: A; November: 2; December: 2
2020-06-18 | July: 13; August: 14236.75; September: 0; October: A; November: 2; December: 2
2020-06-18 | July: 14; August: 14234; September: 0; October: A; November: 2; December: 2
2020-06-18 | July: 15; August: 14386.5; September: 0; October: A; November: 2; December: 2
2020-06-18 | July: 16; August: 14768; September: 0; October: A; November: 2; December: 2
2020-06-18 | July: 17; August: 14972; September: 0; October: A; November: 1; December: 1
2020-06-18 | July: 18; August: 15886.25; September: 0; October: A; November: 1; December: 1
2020-06-18 | July: 19; August: 14688.5; September: 0; October: A; November: 1; December: 2
2020-06-18 | July: 20; August: 12945.25; September: 0; October: A; November: 2; December: 2
2020-06-18 | July: 21; August: 11573.5; September: 0; October: A; November: 2; December: 2
2020-06-18 | July: 22; August: 10200; September: 0; October: A; November: 3; December: 3
2020-06-18 | July: 23; August: 8971; September: 0; October: A; November: 3; December: 3
2020-06-19 | July: 0; August: 8405.5; September: 0; October: A; November: 3; December: 3
2020-06-19 | July: 1; August: 8002.25; September: 0; October: A; November: 3; December: 3
2020-06-19 | July: 2; August: 8026.75; September: 0; October: A; November: 3; December: 3
2020-06-19 | July: 3; August: 8169.5; September: 0; October: A; November: 3; December: 3
2020-06-19 | July: 4; August: 8636.5; September: 0; October: A; November: 3; December: 3
2020-06-19 | July: 5; August: 9369.5; September: 0; October: A; November: 3; December: 3
2020-06-19 | July: 6; August: 10984.25; September: 0; October: A; November: 1; December: 1
2020-06-19 | July: 7; August: 13065.75; September: 0; October: A; November: 1; December: 1
2020-06-19 | July: 8; August: 14676; September: 0; October: A; November: 2; December: 1
2020-06-19 | July: 9; August: 15115.75; September: 0; October: A; November: 2; December: 2
2020-06-19 | July: 10; August: 14860; September: 0; October: A; November: 2; December: 2
2020-06-19 | July: 11; August: 14721.25; September: 0; October: A; November: 2; December: 2
2020-06-19 | July: 12; August: 14543; September: 0; October: A; November: 2; December: 2
2020-06-19 | July: 13; August: 13677.25; September: 0; October: A; November: 2; December: 2
2020-06-19 | July: 14; August: 12619.75; September: 0; October: A; November: 2; December: 2
2020-06-19 | July: 15; August: 12249.5; September: 0; October: A; November: 2; December: 2
2020-06-19 | July: 16; August: 12781.5; September: 0; October: A; November: 2; December: 2
2020-06-19 | July: 17; August: 14085.75; September: 0; October: A; November: 1; December: 1
2020-06-19 | July: 18; August: 14371; September: 0; October: A; November: 1; December: 1
2020-06-19 | July: 19; August: 13316.75; September: 0; October: A; November: 1; December: 2
2020-06-19 | July: 20; August: 11868.5; September: 0; October: A; November: 2; December: 2
2020-06-19 | July: 21; August: 10827.25; September: 0; October: A; November: 2; December: 2
2020-06-19 | July: 22; August: 9909.25; September: 0; October: A; November: 3; December: 3
2020-06-19 | July: 23; August: 8940; September: 0; October: A; November: 3; December: 3
2020-06-20 | July: 0; August: 8202.5; September: 0; October: A; November: 3; December: 3
2020-06-20 | July: 1; August: 7855.5; September: 0; October: A; November: 3; December: 3
2020-06-20 | July: 2; August: 7789.75; September: 0; October: A; November: 3; December: 3
2020-06-20 | July: 3; August: 7771.25; September: 0; October: A; November: 3; December: 3
2020-06-20 | July: 4; August: 7974.5; September: 0; October: A; November: 3; December: 3
2020-06-20 | July: 5; August: 8229.25; September: 0; October: A; November: 3; December: 3
2020-06-20 | July: 6; August: 8977.75; September: 0; October: A; November: 3; December: 3
2020-06-20 | July: 7; August: 10125.25; September: 0; October: A; November: 2; December: 2
2020-06-20 | July: 8; August: 11498.25; September: 0; October: A; November: 2; December: 2
2020-06-20 | July: 9; August: 12851; September: 0; October: A; November: 2; December: 2
2020-06-20 | July: 10; August: 13316.25; September: 0; October: A; November: 2; December: 2
2020-06-20 | July: 11; August: 13488.25; September: 0; October: A; November: 2; December: 2
2020-06-20 | July: 12; August: 13181.25; September: 0; October: A; November: 3; December: 3
2020-06-20 | July: 13; August: 12491; September: 0; October: A; November: 3; December: 3
2020-06-20 | July: 14; August: 12125.75; September: 0; October: A; November: 3; December: 3
2020-06-20 | July: 15; August: 12151.75; September: 0; October: A; November: 3; December: 3
2020-06-20 | July: 16; August: 12617.5; September: 0; October: A; November: 3; December: 3
2020-06-20 | July: 17; August: 13208.25; September: 0; October: A; November: 2; December: 3
2020-06-20 | July: 18; August: 13815.5; September: 0; October: A; November: 2; December: 2
2020-06-20 | July: 19; August: 12794.5; September: 0; October: A; November: 3; December: 2
2020-06-20 | July: 20; August: 11611.25; September: 0; October: A; November: 3; December: 3
2020-06-20 | July: 21; August: 10495; September: 0; October: A; November: 3; December: 3
2020-06-20 | July: 22; August: 9557.25; September: 0; October: A; November: 3; December: 3
2020-06-20 | July: 23; August: 8578.25; September: 0; October: A; November: 3; December: 3
2020-06-21 | July: 0; August: 7959.25; September: 0; October: A; November: 3; December: 3
2020-06-21 | July: 1; August: 7618.5; September: 0; October: A; November: 3; December: 3
2020-06-21 | July: 2; August: 7409.25; September: 0; October: A; November: 3; December: 3
2020-06-21 | July: 3; August: 7477.5; September: 0; October: A; November: 3; December: 3
2020-06-21 | July: 4; August: 7661.5; September: 0; October: A; November: 3; December: 3
2020-06-21 | July: 5; August: 7806.5; September: 0; October: A; November: 3; December: 3
2020-06-21 | July: 6; August: 8479; September: 0; October: A; November: 3; December: 3
2020-06-21 | July: 7; August: 9152.5; September: 0; October: A; November: 3; December: 3
2020-06-21 | July: 8; August: 10377.5; September: 0; October: A; November: 3; December: 3
2020-06-21 | July: 9; August: 12270.5; September: 0; October: A; November: 3; December: 3
2020-06-21 | July: 10; August: 13598.75; September: 0; October: A; November: 3; December: 3
2020-06-21 | July: 11; August: 14163; September: 0; October: A; November: 3; December: 3
2020-06-21 | July: 12; August: 13849.75; September: 0; October: A; November: 3; December: 3
2020-06-21 | July: 13; August: 13247.5; September: 0; October: A; November: 3; December: 3
2020-06-21 | July: 14; August: 12211.75; September: 0; October: A; November: 3; December: 3
2020-06-21 | July: 15; August: 11783.25; September: 0; October: A; November: 3; December: 3
2020-06-21 | July: 16; August: 12085.25; September: 0; October: A; November: 3; December: 3
2020-06-21 | July: 17; August: 13021; September: 0; October: A; November: 2; December: 3
2020-06-21 | July: 18; August: 14286; September: 0; October: A; November: 2; December: 3
2020-06-21 | July: 19; August: 13555; September: 0; October: A; November: 3; December: 3
2020-06-21 | July: 20; August: 12158.25; September: 0; October: A; November: 3; December: 3
2020-06-21 | July: 21; August: 10673; September: 0; October: A; November: 3; December: 3
2020-06-21 | July: 22; August: 9476.25; September: 0; October: A; November: 3; December: 3
2020-06-21 | July: 23; August: 8350.25; September: 0; October: A; November: 3; December: 3
2020-06-22 | July: 0; August: 7842.5; September: 0; October: A; November: 3; December: 3
2020-06-22 | July: 1; August: 7441; September: 0; October: A; November: 3; December: 3
2020-06-22 | July: 2; August: 7400.5; September: 0; October: A; November: 3; December: 3
2020-06-22 | July: 3; August: 7636; September: 0; October: A; November: 3; December: 3
2020-06-22 | July: 4; August: 8111.75; September: 0; October: A; November: 3; December: 3
2020-06-22 | July: 5; August: 8911; September: 0; October: A; November: 3; December: 3
2020-06-22 | July: 6; August: 10776.5; September: 0; October: A; November: 1; December: 1
2020-06-22 | July: 7; August: 13118.5; September: 0; October: A; November: 1; December: 1
2020-06-22 | July: 8; August: 14710.25; September: 0; October: A; November: 2; December: 1
2020-06-22 | July: 9; August: 15396.5; September: 0; October: A; November: 2; December: 2
2020-06-22 | July: 10; August: 15337; September: 0; October: A; November: 2; December: 2
2020-06-22 | July: 11; August: 15371.5; September: 0; October: A; November: 2; December: 2
2020-06-22 | July: 12; August: 15029.75; September: 0; October: A; November: 2; December: 2
2020-06-22 | July: 13; August: 14485.5; September: 0; October: A; November: 2; December: 2
2020-06-22 | July: 14; August: 14297; September: 0; October: A; November: 2; December: 2
2020-06-22 | July: 15; August: 14334.75; September: 0; October: A; November: 2; December: 2
2020-06-22 | July: 16; August: 14957.25; September: 0; October: A; November: 2; December: 2
2020-06-22 | July: 17; August: 15191.75; September: 0; October: A; November: 1; December: 1
2020-06-22 | July: 18; August: 16182.25; September: 0; October: A; November: 1; December: 1
2020-06-22 | July: 19; August: 15037.75; September: 0; October: A; November: 1; December: 2
2020-06-22 | July: 20; August: 13375.25; September: 0; October: A; November: 2; December: 2
2020-06-22 | July: 21; August: 11840.5; September: 0; October: A; November: 2; December: 2
2020-06-22 | July: 22; August: 10369; September: 0; October: A; November: 3; December: 3
2020-06-22 | July: 23; August: 9181; September: 0; October: A; November: 3; December: 3
2020-06-23 | July: 0; August: 8576.75; September: 0; October: A; November: 3; December: 3
2020-06-23 | July: 1; August: 8194.25; September: 0; October: A; November: 3; December: 3
2020-06-23 | July: 2; August: 8204.75; September: 0; October: A; November: 3; December: 3
2020-06-23 | July: 3; August: 8474.5; September: 0; October: A; November: 3; December: 3
2020-06-23 | July: 4; August: 8812.75; September: 0; October: A; November: 3; December: 3
2020-06-23 | July: 5; August: 9718.25; September: 0; October: A; November: 3; December: 3
2020-06-23 | July: 6; August: 11583.25; September: 0; October: A; November: 1; December: 1
2020-06-23 | July: 7; August: 13479.75; September: 0; October: A; November: 1; December: 1
2020-06-23 | July: 8; August: 15048.5; September: 0; October: A; November: 2; December: 1
2020-06-23 | July: 9; August: 15538.75; September: 0; October: A; November: 2; December: 2
2020-06-23 | July: 10; August: 15227.25; September: 0; October: A; November: 2; December: 2
2020-06-23 | July: 11; August: 15185.25; September: 0; October: A; November: 2; December: 2
2020-06-23 | July: 12; August: 15040.25; September: 0; October: A; November: 2; December: 2
2020-06-23 | July: 13; August: 14397.75; September: 0; October: A; November: 2; December: 2
2020-06-23 | July: 14; August: 14281; September: 0; October: A; November: 2; December: 2
2020-06-23 | July: 15; August: 14451.25; September: 0; October: A; November: 2; December: 2
2020-06-23 | July: 16; August: 15123; September: 0; October: A; November: 2; December: 2
2020-06-23 | July: 17; August: 15609.5; September: 0; October: A; November: 1; December: 1
2020-06-23 | July: 18; August: 16271; September: 0; October: A; November: 1; December: 1
2020-06-23 | July: 19; August: 14979.75; September: 0; October: A; November: 1; December: 2
2020-06-23 | July: 20; August: 13289; September: 0; October: A; November: 2; December: 2
2020-06-23 | July: 21; August: 11776; September: 0; October: A; November: 2; December: 2
2020-06-23 | July: 22; August: 10354; September: 0; October: A; November: 3; December: 3
2020-06-23 | July: 23; August: 9435.75; September: 0; October: A; November: 3; December: 3
2020-06-24 | July: 0; August: 8680.5; September: 0; October: A; November: 3; December: 3
2020-06-24 | July: 1; August: 8194.75; September: 0; October: A; November: 3; December: 3
2020-06-24 | July: 2; August: 8025.75; September: 0; October: A; November: 3; December: 3
2020-06-24 | July: 3; August: 8248.75; September: 0; October: A; November: 3; December: 3
2020-06-24 | July: 4; August: 8740.75; September: 0; October: A; November: 3; December: 3
2020-06-24 | July: 5; August: 9581.25; September: 0; October: A; November: 3; December: 3
2020-06-24 | July: 6; August: 11352.25; September: 0; October: A; November: 1; December: 1
2020-06-24 | July: 7; August: 13782.75; September: 0; October: A; November: 1; December: 1
2020-06-24 | July: 8; August: 15256; September: 0; October: A; November: 2; December: 1
2020-06-24 | July: 9; August: 15973.25; September: 0; October: A; November: 2; December: 2
2020-06-24 | July: 10; August: 15639.25; September: 0; October: A; November: 2; December: 2
2020-06-24 | July: 11; August: 15447.5; September: 0; October: A; November: 2; December: 2
2020-06-24 | July: 12; August: 15017.75; September: 0; October: A; November: 2; December: 2
2020-06-24 | July: 13; August: 14481.5; September: 0; October: A; November: 2; December: 2
2020-06-24 | July: 14; August: 14207.25; September: 0; October: A; November: 2; December: 2
2020-06-24 | July: 15; August: 14323.5; September: 0; October: A; November: 2; December: 2
2020-06-24 | July: 16; August: 14807; September: 0; October: A; November: 2; December: 2
2020-06-24 | July: 17; August: 15274.75; September: 0; October: A; November: 1; December: 1
2020-06-24 | July: 18; August: 16099.5; September: 0; October: A; November: 1; December: 1
2020-06-24 | July: 19; August: 14981; September: 0; October: A; November: 1; December: 2
2020-06-24 | July: 20; August: 13434.75; September: 0; October: A; November: 2; December: 2
2020-06-24 | July: 21; August: 11890; September: 0; October: A; November: 2; December: 2
2020-06-24 | July: 22; August: 10547.25; September: 0; October: A; November: 3; December: 3
2020-06-24 | July: 23; August: 9341.5; September: 0; October: A; November: 3; December: 3
2020-06-25 | July: 0; August: 8518.25; September: 0; October: A; November: 3; December: 3
2020-06-25 | July: 1; August: 8061; September: 0; October: A; November: 3; December: 3
2020-06-25 | July: 2; August: 7967.25; September: 0; October: A; November: 3; December: 3
2020-06-25 | July: 3; August: 8146.75; September: 0; October: A; November: 3; December: 3
2020-06-25 | July: 4; August: 8525; September: 0; October: A; November: 3; December: 3
2020-06-25 | July: 5; August: 9478.5; September: 0; October: A; November: 3; December: 3
2020-06-25 | July: 6; August: 11218.75; September: 0; October: A; November: 1; December: 1
2020-06-25 | July: 7; August: 13335.5; September: 0; October: A; November: 1; December: 1
2020-06-25 | July: 8; August: 14887.5; September: 0; October: A; November: 2; December: 1
2020-06-25 | July: 9; August: 15622.5; September: 0; October: A; November: 2; December: 2
2020-06-25 | July: 10; August: 15782.75; September: 0; October: A; November: 2; December: 2
2020-06-25 | July: 11; August: 15996.75; September: 0; October: A; November: 2; December: 2
2020-06-25 | July: 12; August: 15750; September: 0; October: A; November: 2; December: 2
2020-06-25 | July: 13; August: 15152.75; September: 0; October: A; November: 2; December: 2
2020-06-25 | July: 14; August: 15116.75; September: 0; October: A; November: 2; December: 2
2020-06-25 | July: 15; August: 14710.5; September: 0; October: A; November: 2; December: 2
2020-06-25 | July: 16; August: 15330.5; September: 0; October: A; November: 2; December: 2
2020-06-25 | July: 17; August: 15828.5; September: 0; October: A; November: 1; December: 1
2020-06-25 | July: 18; August: 16222.75; September: 0; October: A; November: 1; December: 1
2020-06-25 | July: 19; August: 15080; September: 0; October: A; November: 1; December: 2
2020-06-25 | July: 20; August: 13596.75; September: 0; October: A; November: 2; December: 2
2020-06-25 | July: 21; August: 12279.75; September: 0; October: A; November: 2; December: 2
2020-06-25 | July: 22; August: 10693.75; September: 0; October: A; November: 3; December: 3
2020-06-25 | July: 23; August: 9555.5; September: 0; October: A; November: 3; December: 3
2020-06-26 | July: 0; August: 9000; September: 0; October: A; November: 3; December: 3
2020-06-26 | July: 1; August: 8566.75; September: 0; October: A; November: 3; December: 3
2020-06-26 | July: 2; August: 8322.5; September: 0; October: A; November: 3; December: 3
2020-06-26 | July: 3; August: 8515; September: 0; October: A; November: 3; December: 3
2020-06-26 | July: 4; August: 8753.5; September: 0; October: A; November: 3; December: 3
2020-06-26 | July: 5; August: 9475.25; September: 0; October: A; November: 3; December: 3
2020-06-26 | July: 6; August: 11087.5; September: 0; October: A; November: 1; December: 1
2020-06-26 | July: 7; August: 13227.25; September: 0; October: A; November: 1; December: 1
2020-06-26 | July: 8; August: 15080.75; September: 0; October: A; November: 2; December: 1
2020-06-26 | July: 9; August: 16000.75; September: 0; October: A; November: 2; December: 2
2020-06-26 | July: 10; August: 15596; September: 0; October: A; November: 2; December: 2
2020-06-26 | July: 11; August: 15570; September: 0; October: A; November: 2; December: 2
2020-06-26 | July: 12; August: 15027.5; September: 0; October: A; November: 2; December: 2
2020-06-26 | July: 13; August: 14284.5; September: 0; October: A; November: 2; December: 2
2020-06-26 | July: 14; August: 13827.75; September: 0; October: A; November: 2; December: 2
2020-06-26 | July: 15; August: 13518.5; September: 0; October: A; November: 2; December: 2
2020-06-26 | July: 16; August: 13877.25; September: 0; October: A; November: 2; December: 2
2020-06-26 | July: 17; August: 14656.25; September: 0; October: A; November: 1; December: 1
2020-06-26 | July: 18; August: 15224.75; September: 0; October: A; November: 1; December: 1
2020-06-26 | July: 19; August: 14123.25; September: 0; October: A; November: 1; December: 2
2020-06-26 | July: 20; August: 12899.25; September: 0; October: A; November: 2; December: 2
2020-06-26 | July: 21; August: 11569.75; September: 0; October: A; November: 2; December: 2
2020-06-26 | July: 22; August: 10492.75; September: 0; October: A; November: 3; December: 3
2020-06-26 | July: 23; August: 9390.75; September: 0; October: A; November: 3; December: 3
2020-06-27 | July: 0; August: 8512.75; September: 0; October: A; November: 3; December: 3
2020-06-27 | July: 1; August: 8007.75; September: 0; October: A; November: 3; December: 3
2020-06-27 | July: 2; August: 7743.25; September: 0; October: A; November: 3; December: 3
2020-06-27 | July: 3; August: 7898.5; September: 0; October: A; November: 3; December: 3
2020-06-27 | July: 4; August: 8045.75; September: 0; October: A; November: 3; December: 3
2020-06-27 | July: 5; August: 8254.75; September: 0; October: A; November: 3; December: 3
2020-06-27 | July: 6; August: 8955.75; September: 0; October: A; November: 3; December: 3
2020-06-27 | July: 7; August: 10272.25; September: 0; October: A; November: 2; December: 2
2020-06-27 | July: 8; August: 11933; September: 0; October: A; November: 2; December: 2
2020-06-27 | July: 9; August: 13237.75; September: 0; October: A; November: 2; December: 2
2020-06-27 | July: 10; August: 13904.75; September: 0; October: A; November: 2; December: 2
2020-06-27 | July: 11; August: 14430.75; September: 0; October: A; November: 2; December: 2
2020-06-27 | July: 12; August: 14492; September: 0; October: A; November: 3; December: 3
2020-06-27 | July: 13; August: 14045.5; September: 0; October: A; November: 3; December: 3
2020-06-27 | July: 14; August: 13604; September: 0; October: A; November: 3; December: 3
2020-06-27 | July: 15; August: 13391.75; September: 0; October: A; November: 3; December: 3
2020-06-27 | July: 16; August: 13582.25; September: 0; October: A; November: 3; December: 3
2020-06-27 | July: 17; August: 14351.75; September: 0; October: A; November: 2; December: 3
2020-06-27 | July: 18; August: 15100.75; September: 0; October: A; November: 2; December: 2
2020-06-27 | July: 19; August: 13827.5; September: 0; October: A; November: 3; December: 2
2020-06-27 | July: 20; August: 12284; September: 0; October: A; November: 3; December: 3
2020-06-27 | July: 21; August: 11270.5; September: 0; October: A; November: 3; December: 3
2020-06-27 | July: 22; August: 10164.75; September: 0; October: A; November: 3; December: 3
2020-06-27 | July: 23; August: 9135.5; September: 0; October: A; November: 3; December: 3
2020-06-28 | July: 0; August: 8341.5; September: 0; October: A; November: 3; December: 3
2020-06-28 | July: 1; August: 7841.25; September: 0; October: A; November: 3; December: 3
2020-06-28 | July: 2; August: 7597; September: 0; October: A; November: 3; December: 3
2020-06-28 | July: 3; August: 7635; September: 0; October: A; November: 3; December: 3
2020-06-28 | July: 4; August: 7767; September: 0; October: A; November: 3; December: 3
2020-06-28 | July: 5; August: 7979.75; September: 0; October: A; November: 3; December: 3
2020-06-28 | July: 6; August: 8453; September: 0; October: A; November: 3; December: 3
2020-06-28 | July: 7; August: 9121.25; September: 0; October: A; November: 3; December: 3
2020-06-28 | July: 8; August: 10218.5; September: 0; October: A; November: 3; December: 3
2020-06-28 | July: 9; August: 11983; September: 0; October: A; November: 3; December: 3
2020-06-28 | July: 10; August: 13209.75; September: 0; October: A; November: 3; December: 3
2020-06-28 | July: 11; August: 13659.75; September: 0; October: A; November: 3; December: 3
2020-06-28 | July: 12; August: 13465.75; September: 0; October: A; November: 3; December: 3
2020-06-28 | July: 13; August: 12943; September: 0; October: A; November: 3; December: 3
2020-06-28 | July: 14; August: 12461; September: 0; October: A; November: 3; December: 3
2020-06-28 | July: 15; August: 12352.25; September: 0; October: A; November: 3; December: 3
2020-06-28 | July: 16; August: 12774.25; September: 0; October: A; November: 3; December: 3
2020-06-28 | July: 17; August: 13648.25; September: 0; October: A; November: 2; December: 3
2020-06-28 | July: 18; August: 15229.5; September: 0; October: A; November: 2; December: 3
2020-06-28 | July: 19; August: 14344.5; September: 0; October: A; November: 3; December: 3
2020-06-28 | July: 20; August: 12824; September: 0; October: A; November: 3; December: 3
2020-06-28 | July: 21; August: 11192.75; September: 0; October: A; November: 3; December: 3
2020-06-28 | July: 22; August: 9952.75; September: 0; October: A; November: 3; December: 3
2020-06-28 | July: 23; August: 8704.5; September: 0; October: A; November: 3; December: 3
2020-06-29 | July: 0; August: 7829.75; September: 0; October: A; November: 3; December: 3
2020-06-29 | July: 1; August: 7422.5; September: 0; October: A; November: 3; December: 3
2020-06-29 | July: 2; August: 7400.75; September: 0; October: A; November: 3; December: 3
2020-06-29 | July: 3; August: 7620.25; September: 0; October: A; November: 3; December: 3
2020-06-29 | July: 4; August: 8131.5; September: 0; October: A; November: 3; December: 3
2020-06-29 | July: 5; August: 8908.75; September: 0; October: A; November: 3; December: 3
2020-06-29 | July: 6; August: 10911.5; September: 0; October: A; November: 1; December: 1
2020-06-29 | July: 7; August: 13572.25; September: 0; October: A; November: 1; December: 1
2020-06-29 | July: 8; August: 15059.75; September: 0; October: A; November: 2; December: 1
2020-06-29 | July: 9; August: 16138.25; September: 0; October: A; November: 2; December: 2
2020-06-29 | July: 10; August: 16203.75; September: 0; October: A; November: 2; December: 2
2020-06-29 | July: 11; August: 16775.5; September: 0; October: A; November: 2; December: 2
2020-06-29 | July: 12; August: 16955; September: 0; October: A; November: 2; December: 2
2020-06-29 | July: 13; August: 16275.25; September: 0; October: A; November: 2; December: 2
2020-06-29 | July: 14; August: 16025.75; September: 0; October: A; November: 2; December: 2
2020-06-29 | July: 15; August: 15976; September: 0; October: A; November: 2; December: 2
2020-06-29 | July: 16; August: 16422.75; September: 0; October: A; November: 2; December: 2
2020-06-29 | July: 17; August: 16991.5; September: 0; October: A; November: 1; December: 1
2020-06-29 | July: 18; August: 17342; September: 0; October: A; November: 1; December: 1
2020-06-29 | July: 19; August: 15730.75; September: 0; October: A; November: 1; December: 2
2020-06-29 | July: 20; August: 13905; September: 0; October: A; November: 2; December: 2
2020-06-29 | July: 21; August: 12411.75; September: 0; October: A; November: 2; December: 2
2020-06-29 | July: 22; August: 10706.75; September: 0; October: A; November: 3; December: 3
2020-06-29 | July: 23; August: 9380.25; September: 0; October: A; November: 3; December: 3
2020-06-30 | July: 0; August: 7829.75; September: 0; October: A; November: 3; December: 3
2020-06-30 | July: 1; August: 7422.5; September: 0; October: A; November: 3; December: 3
2020-06-30 | July: 2; August: 7400.75; September: 0; October: A; November: 3; December: 3
2020-06-30 | July: 3; August: 7620.25; September: 0; October: A; November: 3; December: 3
2020-06-30 | July: 4; August: 8131.5; September: 0; October: A; November: 3; December: 3
2020-06-30 | July: 5; August: 8908.75; September: 0; October: A; November: 3; December: 3
2020-06-30 | July: 6; August: 10911.5; September: 0; October: A; November: 1; December: 1
2020-06-30 | July: 7; August: 13572.25; September: 0; October: A; November: 1; December: 1
2020-06-30 | July: 8; August: 15059.75; September: 0; October: A; November: 2; December: 1
2020-06-30 | July: 9; August: 16138.25; September: 0; October: A; November: 2; December: 2
2020-06-30 | July: 10; August: 16203.75; September: 0; October: A; November: 2; December: 2
2020-06-30 | July: 11; August: 16775.5; September: 0; October: A; November: 2; December: 2
2020-06-30 | July: 12; August: 16955; September: 0; October: A; November: 2; December: 2
2020-06-30 | July: 13; August: 16275.25; September: 0; October: A; November: 2; December: 2
2020-06-30 | July: 14; August: 16025.75; September: 0; October: A; November: 2; December: 2
2020-06-30 | July: 15; August: 15976; September: 0; October: A; November: 2; December: 2
2020-06-30 | July: 16; August: 16422.75; September: 0; October: A; November: 2; December: 2
2020-06-30 | July: 17; August: 16991.5; September: 0; October: A; November: 1; December: 1
2020-06-30 | July: 18; August: 17342; September: 0; October: A; November: 1; December: 1
2020-06-30 | July: 19; August: 15730.75; September: 0; October: A; November: 1; December: 2
2020-06-30 | July: 20; August: 13905; September: 0; October: A; November: 2; December: 2
2020-06-30 | July: 21; August: 12411.75; September: 0; October: A; November: 2; December: 2
2020-06-30 | July: 22; August: 10706.75; September: 0; October: A; November: 3; December: 3
2020-06-30 | July: 23; August: 9380.25; September: 0; October: A; November: 3; December: 3
Peak = 1
Standard = 2
Off-peak = 3

## 2) Original tariff
1 | Customer name/POD ID: | xX
| Original tariff | MEGAFLEX | Select original tariff |  |  |  | Lookups
| Supply voltage: | ≥ 500 V & < 66 kV | Note: Choose > 132 kV for direct Transmission connected even if voltage is lower |  |  |  | Inputs
| Rural or Urban | URBAN |  |  |  |  | Selection
| Transmission zone | ≤ 300 km | Select Transmission Zone |  |  |  | Output/calculation
| Customer segment/size | > 1 MVA | Select supply size/customer category
| No. of PODs linked to an account | 1 | Input number of PODS
| NMD/UC kVA | 50000 | Input annual utilised capacity | In order to evaulate the correct impact of the tariff changes, the annual TOU consumption per hour, per day for the full year should be inserted
| Total energy consumption and demand |  |  | July | August | September | October | November | December | January | February | March | April | May | June | Totals | Ratios
| Consumption information | No. of days in billing month | Unit | 31 | 31 | 30 | 31 | 30 | 31 | 31 | 28 | 31 | 30 | 31 | 30
|  | NMD/UC kVA | kVA | 50000 | 50000 | 50000 | 50000 | 50000 | 50000 | 50000 | 50000 | 50000 | 50000 | 50000 | 50000 | 600000
|  | Chargeable demand | kVA | 29654.4 | 26745.6 | 25075.2 | 29193.6 | 32553.6 | 32592 | 25622.4 | 26236.8 | 30585.6 | 30585.6 | 26083.2 | 27196.8 | 342124.8
|  | AUC | kVA | 50000 | 50000 | 50000 | 50000 | 50000 | 50000 | 50000 | 50000 | 50000 | 50000 | 50000 | 50000 | 600000
0
|  | Total energy consumed | kWh | 10207543.5 | 9593958.75 | 8589365.25 | 8978780.25 | 8921520 | 7840502.75 | 9351540 | 8548169.5 | 8702771.5 | 7172360.25 | 8058961.75 | 8653333.5 | 104618807
|  | Peak energy | kWh | 1883518.25 | 1632405.5 | 1465940 | 1641591.75 | 1523993 | 1179835.75 | 1614071.75 | 1434987.25 | 1547487.75 | 1083084.5 | 1306283 | 1479543 | 17792741.5 | 17.01%
|  | Standard energy | kWh | 4603932 | 4178672 | 3560058.5 | 3964560.25 | 3879561 | 2977954.5 | 4035156.25 | 3688271.25 | 3637061.5 | 2761712.25 | 3284518 | 3808194.75 | 44379652.25 | 42.42%
|  | Off-peak energy | kWh | 3720093.25 | 3782881.25 | 3563366.75 | 3372628.25 | 3517966 | 3682712.5 | 3702312 | 3424911 | 3518222.25 | 3327563.5 | 3468160.75 | 3365595.75 | 42446413.25 | 40.57%
|  |  |  | In order to evaulate the correct impact of the tariff changes, the annual TOU consumption per hour, per day for the full year should be inserted June: Load factor | 26.54%
| Applicable rates |  |  | July | August | September | October | November | December | January | February | March | April | May | June
| Tariff charges | Transmission network charge | R/kVA | 8.82 | 8.82 | 8.82 | 8.82 | 8.82 | 8.82 | 8.82 | 8.82 | 8.82 | 8.82 | 8.82 | 8.82
|  | Distribution network capacity charge | R/kVA | 17.68 | 17.68 | 17.68 | 17.68 | 17.68 | 17.68 | 17.68 | 17.68 | 17.68 | 17.68 | 17.68 | 17.68
|  | Distribution network demand charge | R/kVA | 33.52 | 33.52 | 33.52 | 33.52 | 33.52 | 33.52 | 33.52 | 33.52 | 33.52 | 33.52 | 33.52 | 33.52
|  | Network capacity charge | R/kVA | 0 | 0 | 0 | 0 | 0 | 0 | 0 | 0 | 0 | 0 | 0 | 0
|  | Network demand charge | c/kWh | 0 | 0 | 0 | 0 | 0 | 0 | 0 | 0 | 0 | 0 | 0 | 0
|  | LV subsidy charge | R/kVA | 0 | 0 | 0 | 0 | 0 | 0 | 0 | 0 | 0 | 0 | 0 | 0
|  | Peak energy charge | c/kWh | 341.63 | 341.63 | 111.44 | 111.44 | 111.44 | 111.44 | 111.44 | 111.44 | 111.44 | 111.44 | 111.44 | 341.63
|  | Standard energy charge | c/kWh | 103.51 | 103.51 | 76.7 | 76.7 | 76.7 | 76.7 | 76.7 | 76.7 | 76.7 | 76.7 | 76.7 | 103.51
|  | Off peak energy charge | c/kWh | 56.21 | 56.21 | 48.67 | 48.67 | 48.67 | 48.67 | 48.67 | 48.67 | 48.67 | 48.67 | 48.67 | 56.21
|  | Energy charge | c/kWh | 0 | 0 | 0 | 0 | 0 | 0 | 0 | 0 | 0 | 0 | 0 | 0
|  | Energy demand charge | R/kVA | 0 | 0 | 0 | 0 | 0 | 0 | 0 | 0 | 0 | 0 | 0 | 0
|  | ERS charge | c/kWh | 8.58 | 8.58 | 8.58 | 8.58 | 8.58 | 8.58 | 8.58 | 8.58 | 8.58 | 8.58 | 8.58 | 8.58
|  | Ancillary service charge | c/kWh | 0.44 | 0.44 | 0.44 | 0.44 | 0.44 | 0.44 | 0.44 | 0.44 | 0.44 | 0.44 | 0.44 | 0.44
|  | Service charge | R/day | 220.24 | 220.24 | 220.24 | 220.24 | 220.24 | 220.24 | 220.24 | 220.24 | 220.24 | 220.24 | 220.24 | 220.24
|  | Administration charge | R/day | 99.28 | 99.28 | 99.28 | 99.28 | 99.28 | 99.28 | 99.28 | 99.28 | 99.28 | 99.28 | 99.28 | 99.28
|  |  |  | July | August | September | October | November | December | January | February | March | April | May | June | Total
| Amount payable | Transmission network charge |  | 441000 | 441000 | 441000 | 441000 | 441000 | 441000 | 441000 | 441000 | 441000 | 441000 | 441000 | 441000 | 5292000
|  | Distribution network capacity charge |  | 884000 | 884000 | 884000 | 884000 | 884000 | 884000 | 884000 | 884000 | 884000 | 884000 | 884000 | 884000 | 10608000
|  | Distribution network demand charge |  | 994015.488 | 896512.512 | 840520.704 | 978569.472 | 1091196.672 | 1092483.84 | 858862.848 | 879457.536 | 1025229.312 | 1025229.312 | 874308.864 | 911636.736 | 11468023.296
|  | Network capacity charge |  | 0 | 0 | 0 | 0 | 0 | 0 | 0 | 0 | 0 | 0 | 0 | 0 | 0
|  | Network demand charge |  | 0 | 0 | 0 | 0 | 0 | 0 | 0 | 0 | 0 | 0 | 0 | 0 | 0
|  | LV subsidy charge |  | 0 | 0 | 0 | 0 | 0 | 0 | 0 | 0 | 0 | 0 | 0 | 0 | 0
|  | Total network charge |  | 2319015.488 | 2221512.512 | 2165520.704 | 2303569.472 | 2416196.672 | 2417483.84 | 2183862.848 | 2204457.536 | 2350229.312 | 2350229.312 | 2199308.864 | 2236636.736 | 27368023.296
|  | Peak energy rate |  | 6434663.3975 | 5576786.9096 | 1633643.536 | 1829389.8462 | 1698337.7992 | 1314808.9598 | 1798721.5582 | 1599149.7914 | 1724520.3486 | 1206989.3668 | 1455721.7752 | 5054562.7509 | 31327296.0394
|  | Standard energy rate |  | 4765530.0132 | 4325343.3872 | 2730564.8695 | 3040817.7117 | 2975623.287 | 2284091.1015 | 3094964.8438 | 2828904.0488 | 2789626.1705 | 2118233.2958 | 2519225.306 | 3941862.3857 | 37414786.4206
|  | Off peak energy rate |  | 2091064.4158 | 2126357.5506 | 1734290.5972 | 1641458.1693 | 1712194.0522 | 1792376.1738 | 1801915.2504 | 1666904.1837 | 1712318.7691 | 1619525.1554 | 1687953.837 | 1891801.3711 | 21478159.5256
|  | Energy charge |  | 0 | 0 | 0 | 0 | 0 | 0 | 0 | 0 | 0 | 0 | 0 | 0 | 0
|  | Energy demand charge |  | 0 | 0 | 0 | 0 | 0 | 0 | 0 | 0 | 0 | 0 | 0 | 0 | 0
|  | Total energy charge |  | 13291257.8265 | 12028487.8475 | 6098499.0027 | 6511665.7272 | 6386155.1384 | 5391276.2351 | 6695601.6524 | 6094958.0239 | 6226465.2882 | 4944747.818 | 5662900.9182 | 10888226.5077 | 90220241.9857
|  | ERS charge |  | 875807.2323 | 823161.6608 | 736967.5384 | 770379.3455 | 765466.416 | 672715.136 | 802362.132 | 733432.9431 | 746697.7947 | 615388.5095 | 691458.9182 | 742456.0143 | 8976293.6406
|  | Ancillary service charge |  | 44913.1914 | 42213.4185 | 37793.2071 | 39506.6331 | 39254.688 | 34498.2121 | 41146.776 | 37611.9458 | 38292.1946 | 31558.3851 | 35459.4317 | 38074.6674 | 460322.7508
|  | Service charge |  | 6827.44 | 6827.44 | 6607.2 | 6827.44 | 6607.2 | 6827.44 | 6827.44 | 6166.72 | 6827.44 | 6607.2 | 6827.44 | 6607.2 | 80387.6
|  | Administration charge |  | 3077.68 | 3077.68 | 2978.4 | 3077.68 | 2978.4 | 3077.68 | 3077.68 | 2779.84 | 3077.68 | 2978.4 | 3077.68 | 2978.4 | 36237.2
|  | Total bill |  | 16540898.8582 | 15125280.5587 | 9048366.0523 | 9635026.2978 | 9616658.5144 | 8525878.5431 | 9732878.5283 | 9079407.0087 | 9371589.7095 | 7951509.6245 | 8599033.2521 | 13914979.5254 | 127141506.4731
|  | Average c/kWh | c/kWh | 162.0458 | 157.6542 | 105.3438 | 107.3089 | 107.7917 | 108.7415 | 104.0778 | 106.2146 | 107.6851 | 110.8632 | 106.7015 | 160.8048 | 121.5283
Note on C18: TOU information MUST be entered even if on NIGHTSAVE

## 3) Municflex
Customer name: | xX
Tariff | MUNICFLEX
Supply voltage: | ≥ 500 V & < 66 kV
Rural or Urban | URBAN
Transmission zone | ≤ 300 km
Customer segment/size | > 1 MVA
No. of PODs linked to an account | 1
NMD/UC kVA | 50000 |  | Use the revised TOU profile
Total energy consumption and demand |  |  | July | August | September | October | November | December | January | February | March | April | May | June | Totals | TOU RATIO
Consumption information | No. of days in billing month | Unit | 31 | 31 | 30 | 31 | 30 | 31 | 31 | 28 | 31 | 30 | 31 | 30
| NMD/UC kVA | kVA | 50000 | 50000 | 50000 | 50000 | 50000 | 50000 | 50000 | 50000 | 50000 | 50000 | 50000 | 50000 | 600000
| Chargeable demand | kVA | 29654.4 | 26745.6 | 25075.2 | 29193.6 | 32553.6 | 32592 | 25622.4 | 26236.8 | 30585.6 | 30585.6 | 26083.2 | 27196.8 | 342124.8
| AUC | kVA | 50000 | 50000 | 50000 | 50000 | 50000 | 50000 | 50000 | 50000 | 50000 | 50000 | 50000 | 50000 | 600000
0
| Total energy consumed | kWh | 10207543.5 | 9593958.75 | 8589365.25 | 8978780.25 | 8921520 | 7840502.75 | 9351540 | 8548169.5 | 8702771.5 | 7172360.25 | 8058961.75 | 8653333.5 | 104618807
| Peak energy | kWh | 1871759.5 | 1621683 | 1423186.5 | 1597377.25 | 1482888.5 | 1152742.75 | 1563957.75 | 1414666.75 | 1501633.5 | 1076873.5 | 1277378.5 | 1478953.5 | 17792741.5 | 17.01%
| Standard energy | kWh | 4732087 | 4296990.5 | 3731219.25 | 4109166.5 | 4018940.75 | 3147992.5 | 4205273.75 | 3811379.5 | 3805730.25 | 2911384.75 | 3442111.25 | 3921623.75 | 44379652.25 | 42.42%
| Off-peak energy | kWh | 3603697 | 3675285.25 | 3434959.5 | 3272236.5 | 3419690.75 | 3539767.5 | 3582308.5 | 3322123.25 | 3395407.75 | 3184102 | 3339472 | 3252756.25 | 42446413.25 | 40.57%
100%
Applicable rates |  |  | July | August | September | October | November | December | January | February | March | April | May | June
Tariff charges | Transmission network charge | R/kVA | 6.0364 | 6.0364 | 6.0364 | 6.0364 | 6.0364 | 6.0364 | 6.0364 | 6.0364 | 6.0364 | 6.0364 | 6.0364 | 6.0364
| Distribution network capacity charge | R/kVA | 21.0974 | 21.0974 | 21.0974 | 21.0974 | 21.0974 | 21.0974 | 21.0974 | 21.0974 | 21.0974 | 21.0974 | 21.0974 | 21.0974
| Distribution network demand charge | R/kVA | 19.7156 | 19.7156 | 19.7156 | 19.7156 | 19.7156 | 19.7156 | 19.7156 | 19.7156 | 19.7156 | 19.7156 | 19.7156 | 19.7156
| LV subsidy charge | R/kVA | 0 | 0 | 0 | 0 | 0 | 0 | 0 | 0 | 0 | 0 | 0 | 0
| Peak energy rate | c/kWh | 355.9123 | 355.9123 | 147.7027 | 147.7027 | 147.7027 | 147.7027 | 147.7027 | 147.7027 | 147.7027 | 147.7027 | 147.7027 | 355.9123
| Standard energy rate | c/kWh | 90.4795 | 90.4795 | 83.0522 | 83.0522 | 83.0522 | 83.0522 | 83.0522 | 83.0522 | 83.0522 | 83.0522 | 83.0522 | 90.4795
| Off peak energy rate | c/kWh | 59.3164 | 59.3164 | 59.3164 | 59.3164 | 59.3164 | 59.3164 | 59.3164 | 59.3164 | 59.3164 | 59.3164 | 59.3164 | 59.3164
| ERS charge | c/kWh | 4.0834 | 4.0834 | 4.0834 | 4.0834 | 4.0834 | 4.0834 | 4.0834 | 4.0834 | 4.0834 | 4.0834 | 4.0834 | 4.0834
| Ancillary service charge | c/kWh | 0.22181 | 0.22181 | 0.22181 | 0.22181 | 0.22181 | 0.22181 | 0.22181 | 0.22181 | 0.22181 | 0.22181 | 0.22181 | 0.22181
| Service charge | R/day | 204.5188 | 204.5188 | 204.5188 | 204.5188 | 204.5188 | 204.5188 | 204.5188 | 204.5188 | 204.5188 | 204.5188 | 204.5188 | 204.5188
| Administration charge | R/day | 21.812 | 21.812 | 21.812 | 21.812 | 21.812 | 21.812 | 21.812 | 21.812 | 21.812 | 21.812 | 21.812 | 21.812
|  |  | July | August | September | October | November | December | January | February | March | April | May | June | Total
Amount payable | Transmission network charge |  | 301820.582 | 301820.582 | 301820.582 | 301820.582 | 301820.582 | 301820.582 | 301820.582 | 301820.582 | 301820.582 | 301820.582 | 301820.582 | 301820.582 | 3621846.9841
| Distribution network capacity charge |  | 1054869.2557 | 1054869.2557 | 1054869.2557 | 1054869.2557 | 1054869.2557 | 1054869.2557 | 1054869.2557 | 1054869.2557 | 1054869.2557 | 1054869.2557 | 1054869.2557 | 1054869.2557 | 12658431.0684
| Distribution network demand charge |  | 584655.4878 | 527306.6329 | 494373.6271 | 575570.5207 | 641815.0726 | 642572.1532 | 505162.0256 | 517275.3151 | 603014.6922 | 603014.6922 | 514246.9927 | 536202.3299 | 6745209.542
| LV subsidy charge |  | 0 | 0 | 0 | 0 | 0 | 0 | 0 | 0 | 0 | 0 | 0 | 0 | 0
| Total network charge |  | 1941345.3255 | 1883996.4706 | 1851063.4648 | 1932260.3584 | 1998504.9103 | 1999261.9909 | 1861851.8633 | 1873965.1528 | 1959704.5299 | 1959704.5299 | 1870936.8304 | 1892892.1676 | 23025487.5944
| Peak energy rate |  | 6661821.9313 | 5771768.9559 | 2102084.3724 | 2359368.7504 | 2190265.8168 | 1702631.7494 | 2310007.2587 | 2089500.4747 | 2217952.6812 | 1590570.8461 | 1886722.0723 | 5263777.1368 | 36146472.046
| Standard energy rate |  | 4281568.2049 | 3887895.1087 | 3098860.6944 | 3412754.3038 | 3337819.8088 | 2614477.8881 | 3492573.5156 | 3165435.5675 | 3160743.7396 | 2417969.8816 | 2858750.061 | 3548265.186 | 39277113.96
| Off peak energy rate |  | 2137582.2549 | 2180045.8063 | 2037493.2947 | 1940971.9175 | 2028436.4264 | 2099661.596 | 2124895.3731 | 1970562.9269 | 2014032.6322 | 1888693.7312 | 1980853.5756 | 1929416.9403 | 24332646.4751
| Total energy charge |  | 13080972.391 | 11839709.8709 | 7238438.3616 | 7713094.9717 | 7556522.052 | 6416771.2335 | 7927476.1473 | 7225498.9691 | 7392729.0529 | 5897234.4589 | 6726325.7089 | 10741459.2631 | 99756232.481
| ERS charge |  | 416811.2444 | 391756.3404 | 350735.1224 | 366636.3577 | 364298.2127 | 320156.3342 | 381857.4983 | 349052.9496 | 355365.9133 | 292873.6381 | 329076.8122 | 353347.1794 | 4271967.6028
| Ancillary service charge |  | 22641.6441 | 21280.6342 | 19052.3167 | 19916.0892 | 19789.0786 | 17391.2433 | 20742.9183 | 18960.9392 | 19303.8663 | 15909.2174 | 17875.8135 | 19194.2065 | 232057.9673
| Service charge |  | 6340.0839 | 6340.0839 | 6135.565 | 6340.0839 | 6135.565 | 6340.0839 | 6340.0839 | 5726.5274 | 6340.0839 | 6135.565 | 6340.0839 | 6135.565 | 74649.3748
| Administration charge |  | 676.1713 | 676.1713 | 654.3593 | 676.1713 | 654.3593 | 676.1713 | 676.1713 | 610.7353 | 676.1713 | 654.3593 | 676.1713 | 654.3593 | 7961.3713
| Total bill |  | 15468786.8603 | 14143759.5713 | 9466079.1898 | 10038924.0322 | 9945904.1779 | 8760597.057 | 10198944.6823 | 9473815.2734 | 9734119.6177 | 8172511.7686 | 8951231.4202 | 13013682.7409 | 127368356.3916
| Average c/kWh | c/kWh | 151.5427 | 147.4236 | 110.207 | 111.8072 | 111.4822 | 111.7351 | 109.0617 | 110.8286 | 111.8508 | 113.9445 | 111.0718 | 150.3892 | 121.7452
Note on C19: TOU information MUST be entered even if on NIGHTSAVE
Note on E14: Overide the chargeable demand if changed demand value can be determined due to the TOU change
Note on N14: S Salvoldi: Insert chargeable demand
Note on N18: Insert actual production or assumed profile

## 4) Comparison
Customer name/POD ID: | xX |  |  |  | Load Factor | 26.54%
Comparison | MEGAFLEX | c/kWh | MUNICFLEX | c/kWh | DIFFERENCE | % Difference
Transmission network charge | 5292000 | 5.0584 | 3621846.9841 | 3.4619 | -1670153.0159
Distribution network capacity charge | 10608000 | 10.1397 | 12658431.0684 | 12.0996 | 2050431.0684
Distribution network demand charge | 11468023.296 | 10.9617 | 6745209.542 | 6.4474 | -4722813.754
Network capacity charge | 0 | 0 | 0 | 0 | 0
Network demand charge | 0 | 0 | 0 | 0 | 0
LV subsidy charge | 0 | 0 | 0 | 0 | 0
Total network charge | 27368023.296 | 26.1598 | 23025487.5944 | 22.0089 | -4342535.7016 | -15.87%
Peak energy rate | 31327296.0394 | 29.9442 | 36146472.046 | 34.5506 | 4819176.0065
Standard energy rate | 37414786.4206 | 35.763 | 39277113.96 | 37.5431 | 1862327.5393
Off peak energy rate | 21478159.5256 | 20.5299 | 24332646.4751 | 23.2584 | 2854486.9494
Energy charge | 0 | 0 |  | 0 | 0
Energy demand charge | 0 | 0 |  | 0 | 0
Total energy charge | 90220241.9857 | 86.2371 | 99756232.481 | 95.3521 | 9535990.4953 | 10.57%
Reactive energy |  |  |  |  | 0
ERS charge | 8976293.6406 | 8.58 | 4271967.6028 | 4.0834 | -4704326.0378
Ancillary service charge | 460322.7508 | 0.44 | 232057.9673 | 0.22181 | -228264.7835
Service charge | 80387.6 | 0.076839 | 74649.3748 | 0.071354 | -5738.2252
Administration charge | 36237.2 | 0.034637 | 7961.3713 | 0.0076099 | -28275.8287
Total | 127141506.4731 | 121.5283 | 127368356.3916 | 121.7452 | 226849.9185 | 0.1784%

## 5) Tariff charges current (hidden)
LPU local authority tariffs 2019/20 existing rates | [10 empty] | Press F2, and then press CTRL+SHIFT+ENTER | [7 empty] | Tariff rates - 2016/17 -Munic | [11 empty] | =INDEX($A$2:$A$4,MATCH(A6,$B$2:$B$4,0))
=K4
|  | Megaflex/Miniflex active energy charge | [18 empty] | Megaflex active energy charge [c/kWh] (Munic)
Transmission Zone |  | High |  |  | Low |  |  | Transmission network charge Megaflex/Nightsave | Network charges Miniflex | [11 empty] | High |  |  | Low |  |  | Transmission network charge Megaflex/Nightsave | Network charges Minflex
| Voltage | Peak | Standard | Off Peak | Peak | Standard | Off Peak | [5 empty] | Voltage | ≥ 500 V & < 66 kV |  |  |  |  | Transmission Zone | Voltage | Peak | Standard | Off Peak | Peak | Standard | Off Peak | [7 empty] | ≥ 500 V & < 66 kV
≤ 300 km | < 500 V | 347.1 | 105.62 | 57.63 | 113.64 | 78.43 | 49.99 | 9.67 | 28.94 |  | URBAN |  | Transmission Zone | ≤ 300 km |  |  |  |  | ≤ 300 km | < 500 V | 278.85 | 84.85 | 46.3 | 91.3 | 63 | 40.16 | 7.77 | 23.25 | [5 empty] | ≤ 300 km
≤ 300 km | ≥ 500 V & < 66 kV | 341.63 | 103.51 | 56.21 | 111.44 | 76.7 | 48.67 | 8.82 | 26.51 |  |  |  | Cust cat. | > 1 MVA |  |  |  |  | ≤ 300 km | ≥ 500 V & < 66 kV | 274.45 | 83.15 | 45.15 | 89.53 | 61.62 | 39.1 | 7.09 | 21.3 | [5 empty] | > 1 MVA
≤ 300 km | ≥ 66kV & ≤ 132 kV | 330.85 | 100.22 | 54.43 | 107.93 | 74.29 | 47.12 | 8.59 | 14.89 | [9 empty] | ≤ 300 km | ≥ 66kV & ≤ 132 kV | 265.79 | 80.51 | 43.72 | 86.7 | 59.68 | 37.85 | 6.9 | 11.97
≤ 300 km | > 132 kV | 311.81 | 94.46 | 51.29 | 101.71 | 70 | 44.41 | 10.87 | 10.87 |  |  | P | S | O | P | S | O | RS charge | ≤ 300 km | > 132 kV | 250.49 | 75.88 | 41.2 | 81.71 | 56.24 | 35.68 | 8.73 | 8.72 |  |  |  | P | S | O | P | S | O | RS charge
> 300 km and ≤ 600 km | < 500 V | 349.93 | 106.01 | 57.56 | 114.15 | 78.59 | 49.85 | 9.71 | 29 | energy megaflex/miniflex |  | 341.63 | 103.51 | 56.21 | 111.44 | 76.7 | 48.67 | 0.44 | > 300 km and ≤ 600 km | < 500 V | 281.12 | 85.17 | 46.24 | 91.71 | 63.13 | 40.05 | 7.81 | 23.3 |  | energy megaflex/miniflex |  | 274.45 | 83.15 | 45.15 | 89.53 | 61.62 | 39.1 | 0.35
> 300 km and ≤ 600 km | ≥ 500 V & < 66 kV | 345.04 | 104.53 | 56.76 | 112.57 | 77.47 | 49.14 | 8.92 | 26.61 | energy ruraflex |  | 355.84 | 107.8 | 58.53 | 116.1 | 79.87 | 50.67 | 0.45 | > 300 km and ≤ 600 km | ≥ 500 V & < 66 kV | 277.19 | 83.97 | 45.6 | 90.43 | 62.24 | 39.48 | 7.16 | 21.37 |  |  |  | H | L
> 300 km and ≤ 600 km | ≥ 66kV & ≤ 132 kV | 334.09 | 101.2 | 54.95 | 108.98 | 75 | 47.57 | 8.65 | 14.97 |  |  | H (Ul) | L(UL) | H (US) | L(US) | H rural | L Rural |  | > 300 km and ≤ 600 km | ≥ 66kV & ≤ 132 kV | 268.39 | 81.3 | 44.14 | 87.55 | 60.25 | 38.21 | 6.95 | 12.02 |  | energy nightsave |  | 65.22 | 50.9
> 300 km and ≤ 600 km | > 132 kV | 314.92 | 95.42 | 51.8 | 102.71 | 70.71 | 44.85 | 10.97 | 10.97 | energy nightsave |  | 81.18 | 63.37 | 81.18 | 63.37 | 86.63 | 67.35 |  | > 300 km and ≤ 600 km | > 132 kV | 252.99 | 76.65 | 41.61 | 82.51 | 56.8 | 36.03 | 8.81 | 8.82 |  | energy demand charge nightsave |  | 199.02 | 27.83
> 600 km and ≤ 900 km | < 500 V | 353.42 | 107.07 | 58.13 | 115.28 | 79.36 | 50.35 | 9.84 | 29.15 | energy demand charge nightsave |  | 247.74 | 34.64 | 173.96 | 22.39 | 277.99 | 146.42 |  | > 600 km and ≤ 900 km | < 500 V | 283.92 | 86.01 | 46.7 | 92.61 | 63.75 | 40.44 | 7.91 | 23.41
> 600 km and ≤ 900 km | ≥ 500 V & < 66 kV | 348.52 | 105.57 | 57.33 | 113.71 | 78.21 | 49.64 | 8.98 | 26.68 | [9 empty] | > 600 km and ≤ 900 km | ≥ 500 V & < 66 kV | 279.98 | 84.81 | 46.06 | 91.35 | 62.84 | 39.88 | 7.22 | 21.43 |  |  |  | 1
> 600 km and ≤ 900 km | ≥ 66kV & ≤ 132 kV | 337.49 | 102.22 | 55.5 | 110.06 | 75.75 | 48.04 | 8.72 | 15.04 |  |  | Megaflex/Nightsave | Miniflex | Ruraflex | Nightsave Rural |  |  |  | > 600 km and ≤ 900 km | ≥ 66kV & ≤ 132 kV | 271.12 | 82.12 | 44.59 | 88.42 | 60.85 | 38.6 | 7.01 | 12.08 |  | LV subsidy charge |  | 0
> 600 km and ≤ 900 km | > 132 kV | 318.07 | 96.37 | 52.32 | 103.77 | 71.41 | 45.3 | 11.12 | 11.12 | LV subsidy charge |  | 0 | 0 | 0 | 0 |  |  |  | > 600 km and ≤ 900 km | > 132 kV | 255.53 | 77.42 | 42.03 | 83.36 | 57.37 | 36.4 | 8.93 | 8.94 |  | Tx network access charge |  | 7.09
> 900 km | < 500 V | 356.97 | 108.15 | 58.73 | 116.45 | 80.14 | 50.85 | 9.89 | 29.17 | Tx network capacity charge |  | 8.82 | 0 | 0 | 0 |  |  |  | > 900 km | < 500 V | 286.77 | 86.88 | 47.18 | 93.55 | 64.38 | 40.85 | 7.95 | 23.43 |  | Distribution network access charge |  | 14.21
> 900 km | ≥ 500 V & < 66 kV | 352 | 106.62 | 57.91 | 114.81 | 79.02 | 50.11 | 9.08 | 26.79 | Distribution network capacity charge |  | 17.68 | 0 | 0 | 0 |  |  |  | > 900 km | ≥ 500 V & < 66 kV | 282.78 | 85.65 | 46.52 | 92.23 | 63.48 | 40.26 | 7.29 | 21.51 |  | Distribution network demand charge |  | 26.93 |  |  | Loss factors | 1
> 900 km | ≥ 66kV & ≤ 132 kV | 340.89 | 103.27 | 56.08 | 111.19 | 76.51 | 48.54 | 8.79 | 15.09 | Distribution network demand charge |  | 33.52 | 7.52 | 25.51 | 25.51 |  |  |  | > 900 km | ≥ 66kV & ≤ 132 kV | 273.85 | 82.96 | 45.05 | 89.32 | 61.47 | 39 | 7.06 | 12.13 |  | Service |  | 176.93 |  |  | Dx urban loss factor | #VALUE!
> 900 km | > 132 kV | 321.21 | 97.35 | 52.9 | 104.83 | 72.16 | 45.8 | 11.2 | 11.2 | Network capacity charge (R/kVA) |  |  | 26.51 | 18.76 | 13.45 |  |  |  | > 900 km | > 132 kV | 258.04 | 78.21 | 42.5 | 84.22 | 57.97 | 36.8 | 9 | 9 |  | Admin |  | 79.75 |  |  | Tx loss factor | #VALUE!
[10 empty] | service |  | 220.24 | 220.24 | 208.27 | 208.27
|  | =C27*1.27 | [7 empty] | Admin |  | 99.28 | 99.28 | 89.38 | 89.38
|  | Nightsave Urban Large energy charges |  |  |  | Nightsave Urban Small energy charges | [14 empty] | Nightsave Urban Large energy charges |  |  |  | Nightsave Urban Small energy charges
Transmission zone |  | Energy charge |  | Energy demand charge | Low | Energy charge |  | Energy demand charge | Low |  | TARIFF LIST |  | Voltage list |  | NA |  | Tx Zone |  |  |  | Energy charge |  | Energy demand charge |  | Energy charge |  | Energy demand charge | Low
| Voltage | High | Low | High | Low | High | Low | High | Low |  | MEGAFLEX |  | < 500 V |  | ≤ 100 kVA |  | ≤ 300 km |  |  |  | High | Low | High | Low | High | Low | High | Low
≤ 300 km | < 500 V | 85.73 | 66.66 | 255.96 | 35.76 | 85.73 | 66.66 | 179.75 | 23.18 |  | NIGHTSAVE URBAN LARGE |  | ≥ 500 V & < 66 kV |  | > 100 kVA & ≤ 500 kVA |  | > 300 km and ≤ 600 km |  | ≤ 300 km | < 500 V | 68.87 | 53.55 | 205.62 | 28.73 | 68.87 | 53.55 | 144.4 | 18.62
≤ 300 km | ≥ 500 V & < 66 kV | 81.18 | 63.37 | 247.74 | 34.64 | 81.18 | 63.37 | 173.96 | 22.39 |  | NIGHTSAVE URBAN SMALL |  | ≥ 66kV & ≤ 132 kV |  | > 500 kVA & ≤ 1 MVA |  | > 600 km and ≤ 900 km |  | ≤ 300 km | ≥ 500 V & < 66 kV | 65.22 | 50.9 | 199.02 | 27.83 | 65.22 | 50.9 | 139.76 | 17.98
≤ 300 km | ≥ 66kV & ≤ 132 kV | 80.58 | 62.58 | 238.72 | 33.36 | 80.58 | 62.58 | 167.59 | 21.54 |  | MINIFLEX |  | > 132 kV |  | > 1 MVA |  | > 900 km |  | ≤ 300 km | ≥ 66kV & ≤ 132 kV | 64.74 | 50.27 | 191.78 | 26.8 | 64.74 | 50.27 | 134.63 | 17.31
≤ 300 km | > 132 kV | 75.39 | 58.62 | 230.28 | 32.17 | 75.39 | 58.62 | 161.71 | 20.8 |  | RURAFLEX |  |  |  | Key customers |  |  |  | ≤ 300 km | > 132 kV | 60.56 | 47.09 | 185 | 25.84 | 60.56 | 47.09 | 129.91 | 16.71
> 300 km and ≤ 600 km | < 500 V | 86.85 | 67.38 | 258.61 | 36.11 | 86.85 | 67.38 | 181.6 | 23.37 |  | NIGHTSAVE RURAL | [7 empty] | > 300 km and ≤ 600 km | < 500 V | 69.77 | 54.13 | 207.76 | 29.01 | 69.77 | 54.13 | 145.89 | 18.77
> 300 km and ≤ 600 km | ≥ 500 V & < 66 kV | 82.87 | 64.64 | 250.23 | 34.94 | 82.87 | 64.64 | 175.76 | 22.59 | [9 empty] | > 300 km and ≤ 600 km | ≥ 500 V & < 66 kV | 66.57 | 51.93 | 201.03 | 28.07 | 66.57 | 51.93 | 141.19 | 18.15
> 300 km and ≤ 600 km | ≥ 66kV & ≤ 132 kV | 82.26 | 63.89 | 241.09 | 33.69 | 82.26 | 63.89 | 169.32 | 21.76 | [9 empty] | > 300 km and ≤ 600 km | ≥ 66kV & ≤ 132 kV | 66.09 | 51.32 | 193.68 | 27.07 | 66.09 | 51.32 | 136.02 | 17.49
> 300 km and ≤ 600 km | > 132 kV | 76.94 | 59.82 | 232.62 | 32.49 | 76.94 | 59.82 | 163.33 | 21.01 | [9 empty] | > 300 km and ≤ 600 km | > 132 kV | 61.81 | 48.05 | 186.88 | 26.1 | 61.81 | 48.05 | 131.21 | 16.88
> 600 km and ≤ 900 km | < 500 V | 87.68 | 68.02 | 261.23 | 36.49 | 87.68 | 68.02 | 183.41 | 23.58 | [9 empty] | > 600 km and ≤ 900 km | < 500 V | 70.44 | 54.65 | 209.86 | 29.32 | 70.44 | 54.65 | 147.34 | 18.94
> 600 km and ≤ 900 km | ≥ 500 V & < 66 kV | 83.7 | 65.31 | 252.78 | 35.32 | 83.7 | 65.31 | 177.5 | 22.84 | [9 empty] | > 600 km and ≤ 900 km | ≥ 500 V & < 66 kV | 67.24 | 52.47 | 203.07 | 28.38 | 67.24 | 52.47 | 142.6 | 18.34
> 600 km and ≤ 900 km | ≥ 66kV & ≤ 132 kV | 83.08 | 64.53 | 243.52 | 34.01 | 83.08 | 64.53 | 171.02 | 21.99 | [9 empty] | > 600 km and ≤ 900 km | ≥ 66kV & ≤ 132 kV | 66.74 | 51.84 | 195.63 | 27.32 | 66.74 | 51.84 | 137.38 | 17.67
> 600 km and ≤ 900 km | > 132 kV | 77.71 | 60.42 | 234.97 | 32.83 | 77.71 | 60.42 | 164.95 | 21.21 | [9 empty] | > 600 km and ≤ 900 km | > 132 kV | 62.44 | 48.54 | 188.76 | 26.37 | 62.44 | 48.54 | 132.51 | 17.04
> 900 km | < 500 V | 88.62 | 68.71 | 263.8 | 36.85 | 88.62 | 68.71 | 185.26 | 23.81 | [9 empty] | > 900 km | < 500 V | 71.19 | 55.2 | 211.92 | 29.61 | 71.19 | 55.2 | 148.83 | 19.13
> 900 km | ≥ 500 V & < 66 kV | 84.54 | 65.94 | 255.3 | 35.64 | 84.54 | 65.94 | 179.26 | 23.06 | [9 empty] | > 900 km | ≥ 500 V & < 66 kV | 67.91 | 52.98 | 205.09 | 28.63 | 67.91 | 52.98 | 144.01 | 18.52
> 900 km | ≥ 66kV & ≤ 132 kV | 83.91 | 65.15 | 245.98 | 34.38 | 83.91 | 65.15 | 172.74 | 22.22 | [9 empty] | > 900 km | ≥ 66kV & ≤ 132 kV | 67.41 | 52.34 | 197.61 | 27.61 | 67.41 | 52.34 | 138.77 | 17.85
> 900 km | > 132 kV | 78.56 | 61.09 | 237.33 | 33.13 | 78.56 | 61.09 | 166.68 | 21.46 | [9 empty] | > 900 km | > 132 kV | 63.11 | 49.08 | 190.66 | 26.62 | 63.11 | 49.08 | 133.9 | 17.24
|  | Ruraflex active energy charge [c/kWh] | [5 empty] | Network charges | [12 empty] | Ruraflex active energy charge [c/kWh] | [5 empty] | Network charges
Transmission zone | Voltage | High |  |  | Low | [13 empty] | Transmission zone | Voltage | High |  |  | Low
|  | Peak | Standard | Off Peak | Peak | Standard | Off Peak | [13 empty] | Peak | Standard | Off Peak | Peak | Standard | Off Peak
≤ 300 km | < 500 V | 359.41 | 108.87 | 59.13 | 117.25 | 80.69 | 51.19 | 20.44 | [10 empty] | ≤ 300 km | < 500 V | 288.73 | 87.46 | 47.5 | 94.19 | 64.82 | 41.12 | 16.42
≤ 300 km | ≥ 500 V & < 66 kV | 355.84 | 107.8 | 58.53 | 116.1 | 79.87 | 50.67 | 18.76 | [10 empty] | ≤ 300 km | ≥ 500 V & < 66 kV | 285.86 | 86.6 | 47.02 | 93.27 | 64.16 | 40.7 | 15.06
> 300 km and ≤ 600 km | < 500 V | 362.98 | 109.98 | 59.69 | 118.39 | 81.5 | 51.71 | 20.52 | [10 empty] | > 300 km and ≤ 600 km | < 500 V | 291.61 | 88.35 | 47.95 | 95.12 | 65.47 | 41.54 | 16.49
> 300 km and ≤ 600 km | ≥ 500 V & < 66 kV | 359.4 | 108.85 | 59.13 | 117.25 | 80.67 | 51.19 | 18.86 | [10 empty] | > 300 km and ≤ 600 km | ≥ 500 V & < 66 kV | 288.72 | 87.45 | 47.5 | 94.19 | 64.81 | 41.12 | 15.15
> 600 km and ≤ 900 km | < 500 V | 366.63 | 111.05 | 60.31 | 119.58 | 82.28 | 52.23 | 20.64 | [10 empty] | > 600 km and ≤ 900 km | < 500 V | 294.53 | 89.21 | 48.45 | 96.07 | 66.11 | 41.96 | 16.58
> 600 km and ≤ 900 km | ≥ 500 V & < 66 kV | 362.97 | 109.96 | 59.69 | 118.39 | 81.5 | 51.71 | 18.95 | [10 empty] | > 600 km and ≤ 900 km | ≥ 500 V & < 66 kV | 291.6 | 88.34 | 47.95 | 95.12 | 65.47 | 41.54 | 15.22
> 900 km | < 500 V | 370.29 | 112.2 | 60.88 | 120.76 | 83.14 | 52.74 | 20.7 | [10 empty] | > 900 km | < 500 V | 297.48 | 90.13 | 48.91 | 97.02 | 66.79 | 42.37 | 16.63
> 900 km | ≥ 500 V & < 66 kV | 366.62 | 111.05 | 60.31 | 119.58 | 82.28 | 52.23 | 18.96 | [10 empty] | > 900 km | ≥ 500 V & < 66 kV | 294.52 | 89.21 | 48.45 | 96.07 | 66.11 | 41.96 | 15.23
|  | Nightsave rural energy charges |  |  |  | Network charges | [14 empty] | Nightsave rural energy charges |  |  |  | Network charges
Transmission zone |  | Energy charge |  | Energy demand charge | Low | [13 empty] | Transmission zone |  | Energy charge |  | Energy demand charge | Low
| Voltage | High | Low | High | Low | [14 empty] | Voltage | High | Low | High | Low
≤ 300 km | < 500 V | 87.66 | 68.12 | 286.87 | 151.84 | 14.65 | [12 empty] | ≤ 300 km | < 500 V | 70.42 | 54.72 | 230.46 | 121.98 | 11.77
≤ 300 km | ≥ 500 V & < 66 kV | 86.63 | 67.35 | 277.99 | 146.42 | 13.45 | [12 empty] | ≤ 300 km | ≥ 500 V & < 66 kV | 69.59 | 54.11 | 223.32 | 117.63 | 10.81
> 300 km and ≤ 600 km | < 500 V | 88.54 | 68.81 | 290.36 | 153.94 | 14.68 | [12 empty] | > 300 km and ≤ 600 km | < 500 V | 71.13 | 55.28 | 233.26 | 123.67 | 11.79
> 300 km and ≤ 600 km | ≥ 500 V & < 66 kV | 87.49 | 68.02 | 281.39 | 148.47 | 13.51 | [12 empty] | > 300 km and ≤ 600 km | ≥ 500 V & < 66 kV | 70.28 | 54.65 | 226.05 | 119.27 | 10.85
> 600 km and ≤ 900 km | < 500 V | 89.39 | 69.47 | 293.83 | 156.01 | 14.82 | [12 empty] | > 600 km and ≤ 900 km | < 500 V | 71.82 | 55.81 | 236.05 | 125.33 | 11.91
> 600 km and ≤ 900 km | ≥ 500 V & < 66 kV | 88.35 | 68.7 | 284.77 | 150.53 | 13.59 | [12 empty] | > 600 km and ≤ 900 km | ≥ 500 V & < 66 kV | 70.98 | 55.19 | 228.77 | 120.93 | 10.92
> 900 km | < 500 V | 90.3 | 70.15 | 297.39 | 158.16 | 14.85 | [12 empty] | > 900 km | < 500 V | 72.54 | 56.36 | 238.91 | 127.06 | 11.92
> 900 km | ≥ 500 V & < 66 kV | 89.22 | 69.35 | 288.24 | 152.63 | 13.6 | [12 empty] | > 900 km | ≥ 500 V & < 66 kV | 71.68 | 55.72 | 231.56 | 122.62 | 10.93
| Electrification and rural subsidy [c/kWh] | Affordability subsidy | Reactive energy charge Megaflex [c/kvarh] |  | Reactive energy charge Miniflex [c/kvarh] |  | Reactive energy charge Ruraflex [c/kvarh] | [12 empty] | Electrification and rural subsidy Miniflex [c/kWh] | Affordability subsidy | Reactive energy charge Megaflex [c/kvarh] |  | Reactive energy charge Miniflex [c/kvarh] |  | Reactive energy charge Ruraflex [c/kvarh]
| All Seasons | All Seasons | High Season | Low Season | High Season | Low Season | High Season | Low Season | [11 empty] | All Seasons | All Seasons | High Season | Low Season | High Season | Low Season | High Season | Low Season |  | Low Season
| 8.58 | 0 | [17 empty] | 6.89 | 0 | 12.45 | 0 | 5.45 | 0 | 7.79 | 0 |  | 0
| Urban |  |  |  | Rural | [14 empty] | Urban |  |  |  | Rural
Monthly utilised capacity | Service charge [R/Account/day] | Administration charge [R/POD/day] |  | Monthly utilised capacity | Service charge [R/Account/day] | Administration charge [R/POD/day] | [12 empty] | Monthly utilised capacity | Service charge [R/Account/day] | Administration charge [R/POD/day] |  | Monthly utilised capacity | Service charge [R/Account/day] | Administration charge [R/POD/day] |  |  |  | Yes
≤ 100 kVA | 15.66 | 3.43 |  | ≤ 100 kVA | 19.85 | 5.63 | [12 empty] | ≤ 100 kVA | 12.58 | 2.76 |  | ≤ 100 kVA | 15.95 | 4.53 |  |  |  | No
> 100 kVA & ≤ 500 kVA | 71.56 | 20.05 |  | > 100 kVA & ≤ 500 kVA | 67.7 | 31.38 | [12 empty] | > 100 kVA & ≤ 500 kVA | 57.49 | 16.11 |  | > 100 kVA & ≤ 500 kVA | 54.39 | 25.21
> 500 kVA & ≤ 1 MVA | 220.24 | 39.87 |  | > 500 kVA & ≤ 1 MVA | 208.27 | 48.16 | [12 empty] | > 500 kVA & ≤ 1 MVA | 176.93 | 32.03 |  | > 500 kVA & ≤ 1 MVA | 167.31 | 38.69
> 1 MVA | 220.24 | 99.28 |  | > 1 MVA | 208.27 | 89.38 | [12 empty] | > 1 MVA | 176.93 | 79.75 |  | > 1 MVA | 167.31 | 71.81
Key customers | 4315.89 | 137.83 |  | Key customers | 4081.49 | 89.38 | [12 empty] | Key customers | 3467.18 | 110.73 |  | Key customers | 3278.87 | 71.81
Distribution network charges Urban |  |  |  | Network demand charge c/kwh |  |  | Ancillary service charge | [11 empty] | Distribution network charges Urban |  |  |  | Network demand charge c/kwh
| Network capacity charge R/kVA/m | Network demand charge R/kVA/m | LV Subsidy charge | Miniflex | Ruraflex | Nightsave rural | Urban [c/kWh] | Rual [c/kWh] Urban | [11 empty] | Network capacity charge R/kVA/m | Network demand charge R/kVA/m | LV Subsidy charge | Miniflex | Ruraflex | Nightsave rural | Ancillary service charge [c/kWh] | Ancillary service charge [c/kWh] Urban
Voltage | R/kVA | R/KVA |  | c/kWh |  |  | c/kWh | c/kWh | [10 empty] | Voltage | R/kVA | R/KVA |  | c/kWh |  |  | c/kWh | c/kWh
< 500 V | 19.29 | 36.55 | 0 | 17.9 | 29.15 | 29.15 | 0.45 | 0.45 | [10 empty] | < 500 V | 15.49 | 29.36 | 0 | 14.38 | 23.42 | 23.42 | 0.36 | 0.36
≥ 500 V & < 66 kV | 17.68 | 33.52 | 0 | 7.52 | 25.51 | 25.51 | 0.44 | 0.45 | [10 empty] | ≥ 500 V & < 66 kV | 14.21 | 26.93 | 0 | 6.04 | 20.5 | 20.5 | 0.35 | 0.36
≥ 66kV & ≤ 132 kV | 6.32 | 11.69 | 15.48 | 2.6 | 0 |  | 0.4 | [11 empty] | ≥ 66kV & ≤ 132 kV | 5.08 | 9.39 | 12.44 | 2.09 |  |  | 0.33
> 132 kV | 0 | 0 | 15.48 |  |  |  | 0.38 | [11 empty] | > 132 kV | 0 | 0 | 12.44 | 0 |  |  | 0.31

## 6) Tariff charges new (hidden)
LPU local authority tariffs 2019/20 proposed rates
Transmission zone | Voltage | High Season TOU active energy charges (Megaflex and Miniflex) |  |  | Low Season TOU active energy charges (Megaflex and Miniflex) |  |  | Transmssion network charge R/kVA |  |  |  | Voltage | ≥ 500 V & < 66 kV
|  | Peak | Standard | Off-Peak | Peak | Standard | Off-Peak | Megaflex & Nightsave |  | URBAN |  | Transmission Zone | ≤ 300 km
≤ 300 km | < 500 V | 361.9545 | 90.4795 | 60.3229 | 150.2188 | 84.4647 | 60.3229 | 6.1775 |  |  |  | Cust cat. | > 1 MVA
≤ 300 km | ≥ 500 V & < 66 kV | 355.9123 | 88.9724 | 59.3164 | 147.7027 | 83.0522 | 59.3164 | 6.0364
≤ 300 km | ≥ 66kV & ≤ 132 kV | 333.2479 | 83.3068 | 55.5379 | 138.2982 | 77.7592 | 55.5379 | 5.5785 |  |  | P | S | O | P | S | O | RS charge
≤ 300 km | > 132 kV | 314.9759 | 78.7388 | 52.496 | 130.7192 | 73.5006 | 52.496 | 8.8782 | energy municflex |  | 355.9123 | 90.4795 | 59.3164 | 147.7027 | 83.0522 | 59.3164 | 0.22181
> 300 km and ≤ 600 km | < 500 V | 368.5152 | 92.1394 | 61.4517 | 152.9996 | 86.0389 | 61.4517 | 6.3232
> 300 km and ≤ 600 km | ≥ 500 V & < 66 kV | 360.1819 | 90.0393 | 60.0494 | 149.4703 | 84.0424 | 60.0494 | 6.1143
> 300 km and ≤ 600 km | ≥ 66kV & ≤ 132 kV | 336.5992 | 84.1421 | 56.0947 | 139.6903 | 78.5429 | 56.0947 | 5.6301
> 300 km and ≤ 600 km | > 132 kV | 318.1519 | 79.5328 | 53.0219 | 132.0288 | 74.243 | 53.0219 | 8.971
> 600 km and ≤ 900 km | < 500 V | 373.16 | 93.2622 | 62.1873 | 154.8569 | 87.0637 | 62.1873 | 6.3916
> 600 km and ≤ 900 km | ≥ 500 V & < 66 kV | 363.4947 | 90.8717 | 60.6045 | 150.8527 | 84.8253 | 60.6045 | 6.1718
> 600 km and ≤ 900 km | ≥ 66kV & ≤ 132 kV | 339.9298 | 84.9773 | 56.6515 | 141.072 | 79.3266 | 56.6515 | 5.692 | LV subsidy charge |  | 0
> 600 km and ≤ 900 km | > 132 kV | 321.2969 | 80.3165 | 53.5478 | 133.3384 | 74.9751 | 53.5478 | 9.0638 | Tx network capacity charge |  | 6.0364
> 900 km | < 500 V | 376.6849 | 94.1677 | 62.7785 | 156.3267 | 87.8971 | 62.7785 | 6.4394 | Distribution network capacity charge |  | 21.0974
> 900 km | ≥ 500 V & < 66 kV | 367.1465 | 91.7791 | 61.2004 | 152.3567 | 85.6685 | 61.2004 | 6.2332 | Distribution network demand charge |  | 19.7156
> 900 km | ≥ 66kV & ≤ 132 kV | 343.2501 | 85.8125 | 57.2084 | 142.4538 | 80.0999 | 57.2084 | 5.7435
> 900 km | > 132 kV | 324.4419 | 81.1002 | 54.0736 | 134.6376 | 75.7072 | 54.0736 | 9.1566 | service |  | 204.5188
| *Transmission connected | [7 empty] | Admin |  | 21.812
Distribution network charges | [17 empty] | Voltage list | NA
Voltage | NCC R/kVA | NDC R/kVA |  | LV subsidy R/kVA | Ancillary service charge c/kWh | ERS c/kWh | AFS charge c/kWh | [10 empty] | Voltage list | NA
< 500 V | 27.8514 | 44.4117 |  | 0 | 0.22559 | 4.0834 | [11 empty] | Voltage list | NA
≥ 500 V & < 66 kV | 21.0974 | 19.7156 |  | 0 | 0.22181 | 4.0834 | [11 empty] | Voltage list | NA
≥ 66kV & ≤ 132 kV | 10.5796 | 10.0125 |  | 5.0114 | 0.20769 | 4.0834 | [11 empty] | Voltage list | NA
> 132 kV | 0 | 0 |  | 5.0114 | 0.19631 | 4.0834 | [11 empty] | Voltage list | NA
*132kV/Transmission connected | [17 empty] | Voltage list | NA
[18 empty] | Voltage list | NA
Size based on MUC | Service Charge R/POD/day | Admin charge R/POD/day | Service charge R/Acc/day
≤ 100 kVA | 9.0948 | 1.093
> 100 kVA & ≤ 500 kVA | 62.8694 | 15.4673
> 500 kVA & ≤ 1 MVA | 204.5188 | 21.812
> 1 MVA | 204.5188 | 21.812
Key customers | 711.98 | 21.812